## G Abstract for revised
GENERAL ABSTRACT
NAME OF WORK:-RE-REVISED ESTIMATE OF DISTRICT GOVT. COMPLEX-II @ B&R COLONY DISTRICT T.M.KHAN (W/S&S/F)
REVISED ESTIMATE
S.No. | Name of Components | As per T.S |  | Revised T.S |  | Work Done |  | Work To Be Done
1 | Part-A "W/S & S/F"Schedule Items | 100660.332 | /= | 15244.1543 | /= | 72740.7013 | /= | 18107.0678 | /=
2 | Part-B "W/S & S/F"Non-Schedule Items | 685807.25 | /= | 105931 | /= | 616860 | /= | 430202 | /=
3 | Part-C "Extra Item" | 0 | /= | 545191.296 | /= | 530653.6365 | /= | 0 | /=
4 | Part-D "Main Bldg"Schedule item | 0 | /= | 473873 | /= | 493119.6453 | /= | 0 | /=
| Total | 786467.582 | /= | 1140239.4503 | /= | 1713373.9831 | /= | 448309.0678 | /=
|  |  |  | G.Total |  |  |  | 2161683.0508 | /=
| SUB-ENGINEER | ASSISSTANT ENGINEER |  |  | EXECUTIVE ENGINEER
| BUILDINGS SUB-DIVISION | BUILDINGS SUB-DIVISION |  |  | BUILDINGS DIVISION
| TANDO MOHAMMAD KHAN | TANDO MOHAMMAD KHAN |  |  | TANDO MOHAMMAD KHAN

## Part A Sheet
NAME OF WORK:-. CONSTRUCTION OF MUKHTIAKAR OFFICE AT TALUKA T.G.HYDER DISTRICT T.M.KHAN(W/S&S/F)
PART-A "MAIN BUILDING (CIVIL WORK)"
S. No. | Name of Items | As per Technical Sanction |  |  |  |  | As Per Site Work Done |  |  |  |  | Work To Be Done |  |  |  |  | Total of (10+14) |  | Remarks
|  | Qty | Rate | Unit | Amount |  | Qty | Rate | Unit | Amount |  | Qty | Rate | Unit | Amount |  | Amount
01 | 02 | 03 | 04 | 05 | 06 |  | 07 | 08 | 09 | 10 |  | 11 | 12 | 13 | 14 |  | 15 |  | 16
PART (A-i) CIVIL WORKS "MAIN BUILDINGS"
01. | Excavation in foundation.. | 3495 | 3176.25 | %OCft | 11101 |  | 4224 | 3176.25 | %OCft | 13416.48 |  | 0 | 3176.25 | %OCft | 0 |  | 13416.48
02. | C.C.Brick/Stone (1:4:8)… | 874 | 9416.28 | %Cft | 82298 |  | 1057 | 9416.28 | %Cft | 99530.0796 |  | 0 | 9416.28 | %Cft | 0 |  | 99530.0796
03. | P.B.Work (1:6) in foundation… | 962 | 11948.36 | %Cft | 114943 |  | 1132 | 11948.36 | %Cft | 135255.4352 |  | 0 | 11948.36 | %Cft | 0 |  | 0
04. | C.C.Plain (1:3:6)… | 1643 | 5001.7 | %Cft | 82178 |  | 2076 | 5001.7 | %Cft | 103835.292 |  | 0 | 12595 | %Cft | 0 |  | 103835.292
05. | Erection and removing… | 2969 | 1610 | %Sft | 47823 |  | 2901 | 1610 | %Sft | 46706.1 |  | 0 | 1610 | %Sft | 0 |  | 46706.1
06. | Filling Surplus earth… | 2327 | 1512.5 | %OCft | 3520 |  | 2507 | 1512.5 | %OCft | 3791.8375 |  | 0 | 1512.5 | %OCft | 0 |  | 3791.8375
07. | Filling new earth… | 2412 | 3630 | %OCft | 8756 |  | 3126 | 3630 | %OCft | 11347.38 |  | - | 3630 | - | - |  | 11347.38
08. | S/F Sand under floor & plugging….. | 804 | 1141.25 | %OCft | 917 |  | 0 | 1141.25 | %OCft | 0 |  |  | 1141.25
09. | R.C.C (1:2:4)… | 1764 | 337 | P.Cft | 594468 |  | 2293.65 | 337 | P.Cft | 772960.05 |  | 0 | 337 | P.Cft | 0 |  | 772960.05
10. | Feb:of mild steel… | 89.7 | 5001.7 | P.Cwt | 448652 |  | 94.5 | 5001.7 | P.Cwt | 472660.65 |  | 0 | 5001.7 | P.Cwt | 0 |  | 472660.65
11. | C.C.Brick/Stone (1:5:10).. | 133 | 8694.95 | %Cft | 11564 |  | 583 | 8694.95 | %Cft | 50691.5585 |  | 0 | 8694.95 | %Cft | 0 |  | 50691.5585
12. | P.B.Work (1:6) G/Floor… | 3922 | 12674.36 | %Cft | 497088 |  | 4101 | 12674.36 | %Cft | 519775.5036 |  | - | 12674.36 | - | - |  | 519775.5036
13. | P/F G.I. Frame Chowkatha Door… | 314 | 228.9 | P.Rft | 71874.6 |  | 255.5 | 228.9 | P.Rft | 58483.95 |  | - | 228.9 | - | - |  | 58483.95
14. | P/F G.I. Frame Chowkatha Windows… | 444.63 | 240.5 | P.Rft | 106933.52 |  | 523 | 240.5 | P.Rft | 125781.5 |  | - | 240.5 | - | - |  | 125781.5
15. | White Marble Flooring 3/4" thick | 1390 | 567.48 | P.Sft | 788797 |  | 1549 | 567.48 | P.Sft | 879026.52 |  | 0 | 567.48 | P.Sft | 0 |  | 879026.52
16. | P/F 3/8" Marble tiles… | 206 | 186.04 | P.Sft | 38324 |  | 208 | 186.04 | P.Sft | 38696.32 |  | 0 | 186.04 | P.Sft | 0 |  | 0
17. | L/F of approved Glazed Tile…. | 294 | 27678.86 | %Sft | 81376 |  | 190 | 27678.86 | %Sft | 52589.834 |  | - | 27678.86 | - | - |  | 52589.834
18. | White Glazed tile dado…. | 591 | 28253.61 | %Sft | 166978 |  | 587 | 28253.61 | %Sft | 165848.6907 |  | 0 | 28253.61 | %Sft | 0 |  | 165848.6907
19. | C.Plaster 1/2"thick ratio(1:6) | 7548 | 2206.6 | %Sft | 166554 |  | 9810 | 2206.6 | %Sft | 216467.46 |  | - | 2206.6 | - | - |  | 216467.46
20. | C.Plaster 3/8" thick ratio(1:4)… | 5864 | 2197.52 | %Sft | 128862 |  | 7612 | 2197.52 | %Sft | 167275.2224 |  | 0 | 2197.52 | %Sft | 0 |  | 167275.2224
21. | Cement Pointing Struck jointing…. | 2903 | 1287.44 | %Sft | 38533 |  | 0 | 1287.44 | %Sft | 0 |  |  | 1287.44
22. | 1st class deodar wood wire gauze 3/4" | 228 | 190.72 | P.Sft | 103555 |  | 0 | 190.72 | P.Sft | 0 |  | - | 190.72 | - | - |  | 0
23. | 1st class deodar wood wire gauze 1-1/2" | 49 | 562.98 | P.Sft | 27586 |  | 0 | 562.98 | P.Sft | 0 |  | - | 562.98 | - | - |  | 0
24. | 1st class deodar wood wrought,joinery… | 756 | 1131.11 | P.Sft | 855119.16 |  | 0 | 1131.11 | P.Sft | 0 |  | 756 | 1273.76 | P.Sft | 962962.56 |  | 0
25. | Primary coat of chalk under distm: | 7548 | 442.75 | %Sft | 33419 |  | 0 | 442.75 | %Sft | 0 |  | 0 | 442.75 | %Sft | 0 |  | 0
26. | White washing three coats…. | 501 | 829.95 | %Sft | 4158 |  | 0 | 829.95 | %Sft | 0 |  |  | 829.95
27. | Distempering 2 coats with 1st coat.. | 7548 | 1043.9 | %Sft | 78794 |  | 0 | 1043.9 | %Sft | 0 |  | 0 | 1043.9 | %Sft | 0 |  | 0
28. | Painting doors & windows any type 3.. | 1513 | 1489.68 | %Sft | 22539 |  | 0 | 1489.68 | %Sft | 0 |  | 0 | 1489.68 | %Sft | 0 |  | 0
29. | P/L 2" thick C.C.topping… | 1189 | 3275.5 | %Sft | 38946 |  | 1547 | 3275.5 | %Sft | 50671.985 |  | 0 | 3275.5 | %Sft | 0 |  | 50671.985
30. | P/F iron steel grills using solid square bars.. | 228 | 180.5 | P.Sft | 41154 |  | 228 | 180.5 | P.Sft | 41154 |  | 0 | 180.5 | P.Sft | 0 |  | 41154
31. | RCC Spouts including fixing…. | 6 | 161.45 | Each | 969 |  | 0 | 161.45 | Each | 0 |  |  | 261.25
32. | S/F Window printed blinds…. | 156 | 91.11 | P.Sft | 14213 |  | 0 | 91.11 | P.Sft | 0 |  |  | 91.11
30. | C/plaster (1:2) 3/4"… | 0 | 0 | %Sft | 0 |  | - | - | - | - |  | 0 | 0 | %Sft | 0 |  | 0
34. | Bitumen,synthetic water proof sheet… | 0 | 1887.4 | %Sft | 0 |  | - | 1887.4 | %Sft | - |  | 0 | 1887.4 | %Sft | 0 |  | 0
22. | S/F Aluminium doors | 0 | 0 | P.Sft | 0 |  | 0 | 0 | P.Sft | 0 |  | 0 | 0 | P.Sft | 0 |  | 0
23. | S/F Aluminium window & ventiletor.. | 0 | 0 | P.Sft | 0 |  | 0 | 0 | P.Sft | 0 |  | - | - | - | - |  | 0
Iron Steel Grill Doors….
19. | P/F Colour Create…. | 0 | 0 | %Sft | 0 |  | - | - | - | - |  | 0 | 0 | %Sft | 0 |  | 0
26. | S/F false ceilling of plaster of paris… | 0 | 0 | %Sft | 0 |  | 0 | 0 | %Sft | 0 |  | 0 | 0 | %Sft | 0 |  | 0
27. | P/F plaster of paris ceilling border… | 0 | 0 | P.Rft | 0 |  | 0 | 0 | P.Rft | 0 |  | - | - | - | - |  | 0
28. | P/F paster of paris centre pieces… | 0 | 0 | Each | 0 |  | 0 | 0 | Each | 0 |  | - | - | - | - |  | 0
25. | P/F Iron Collasble Gate… | - | - | - | - |  | - | - | - | - |  | 0 | 0 | P.Sft | 0 |  | 0
31 | Matt finish.. | 0 | 0 | %Sft | 0 |  | - | - | - | - |  | 0 | 0 | %Sft | 0 |  | 0
32 | Weather coat i/c rubbing the surface.. | 0 | 0 | %Sft | 0 |  | - | - | - | - |  | 0 | 0 | %Sft | 0 |  | 0
34 | Hard wood railling… | 0 | 0 | P.Rft | 0 |  | - | - | - | - |  | 0 | 0 | P.Rft | 0 |  | 0
| Total |  |  |  | 4711968 | /= |  |  |  | 4025965.81 | /= |  |  |  | 962962.56 | /= | 4988928.37 | /=
| Add Amount of Cartage |  |  |  | 212425 | /=
| Deduct 20% Below (-) |  |  |  | 942394 | /= | Deduct 16.00% (-) |  |  | 644154.5296 | /= | Add 25.20% |  |  | 242666.5651 | /= | 886821.0947 | /=
| Add 3% Contigency |  |  |  | 75391 | /=
| Total Amount |  |  |  | 4057390 | /= |  |  |  | 3381811.2804 | /= |  |  | #REF! |  | /= | #REF! | /=
[7 empty] | Grand Total |  | #REF! | [7 empty] | /=
PART (A-ii) CIVIL WORKS "COURT YARD WALL"
01. | Excavation in foundation.. | 856 | 3176.25 | %OCft | 2719 |  | 1043 | 3176.25 | %OCft | 3312.8288 |  | 0 | 3176.25 | %OCft | 0 |  | 3312.8288
02. | C.C.Brick/Stone (1:4:8)… | 285 | 9416.28 | %Cft | 26836 |  | 261 | 9416.28 | %Cft | 24576.4908 |  | 0 | 9416.28 | %Cft | 0 |  | 24576.4908
03. | P.B.Work (1:6) in foundation… | 302 | 11948.36 | %Cft | 36084 |  | 391 | 11948.36 | %Cft | 46718.0876 |  | 0 | 11948.36 | %Cft | 0 |  | 0
04. | C.C.Plain (1:3:6)… | 401 | 5001.7 | %Cft | 20057 |  | 386 | 5001.7 | %Cft | 19306.562 |  | 0 | 12595 | %Cft | 0 |  | 19306.562
05. | Erection and removing… | 1069 | 1610 | %Sft | 17211 |  | 1031 | 1610 | %Sft | 16599.1 |  | 0 | 1610 | %Sft | 0 |  | 16599.1
06. | P.B.Work other than buildings (1:6) … | 486 | 12346.65 | %Cft | 60005 |  | 554 | 12346.65 | %Cft | 68400.441 |  | - | 12346.65 | - | - |  | 68400.441
07. | M/F Steel grated door… | 60 | 594.57 | P.Sft | 35674 |  | 0 | 594.57 | P.Sft | 0
08. | C.Plaster 1/2"thick ratio(1:6) | 903 | 2206.6 | %Sft | 19925 |  | 1120 | 2206.6 | %Sft | 24713.92 |  | - | 2206.6 | - | - |  | 24713.92
09. | C.Plaster 3/4" thick ratio(1:4)… | 903 | 2590.5 | %Sft | 23392 |  | 1120 | 2590.5 | %Sft | 29013.6 |  | 0 | 2590.5 | %Sft | 0 |  | 29013.6
10. | Cement Pointing Struck jointing…. | 903 | 1287.44 | %Sft | 5827 |  | 0 | 1287.44 | %Sft | 0 |  |  | 1287.44
11. | Colour Washing two coats… | 903 | 859.9 | %OCft | 7765 |  | 0 | 1141.25 | %OCft | 0 |  |  | 1141.25
12. | Painting guard bars…. | 120 | 584.54 | P.Cft | 701 |  | 0 | 584.54 | P.Cft | 0 |  | 0 | 584.54 | P.Cft | 0 |  | 0
| Total |  |  |  | 256196 | /= |  |  |  | 232641.01 | /= |  |  |  | 1205629.1251 | /= | 1438270.1351 | /=
| Add Amount of Cartage |  |  |  | 408052 | /=
| Deduct 20% Below (-) |  |  |  | 51239 | /= | Deduct 16.00% (-) |  |  | 37222.5616 | /= | Add 25.20% |  |  | 303818.5395 | /= | 341041.1011 | /=
| Total Amount |  |  |  | 245808 | /= |  |  |  | 195418.4484 | /= |  |  | #REF! |  | /= | #REF! | /=
[7 empty] | Grand Total |  | #REF! | [7 empty] | /=
PART (A-iii) CIVIL WORKS "PAVED COURT YARD"
01. | S/F Filling sand under floor…. | 242 | 1141.25 | %OCft | 276 |  | 241 | 1141.25 | %OCft | 275.0412 |  | 0 | 3176.25 | %OCft | 0 |  | 275.0412
02. | C.C.Brick/Stone (1:4:8)… | 203 | 9416.28 | %Cft | 19115 |  | 241 | 9416.28 | %Cft | 22693.2348 |  | 0 | 9416.28 | %Cft | 0 |  | 22693.2348
03. | P/L C.C Topping 2" thick…. | 505 | 3275.5 | %Cft | 16541 |  | 657 | 3275.5 | %Cft | 21520.035 |  | 0 | 3275.5 | %Cft | 0 |  | 0
| Total |  |  |  | 35932 | /= |  |  |  | 44488.311 | /= |  |  |  | 2715076.7898 | /= | 2759565.1008 | /=
| Add Amount of Cartage |  |  |  | 10739 | /=
| Deduct 20% Below (-) |  |  |  | 7186 | /= | Deduct 16.00% (-) |  |  | 7118.1298 | /= | Add 25.20% |  |  | 684199.351 | /= | 691317.4808 | /=
| Total Amount |  |  |  | 39485 | /= |  |  |  | 37370.1813 | /= |  |  | #REF! |  | /= | #REF! | /=
[7 empty] | Grand Total |  | #REF! | [7 empty] | /=
PART (A-iv) CIVIL WORKS "UNDER GROUND TANK"
01. | Excavation in foundation.. | 840 | 3176.25 | %OCft | 2668.05 |  | 0 | 3176.25 | %OCft | 0 |  | 0 | 3176.25 | %OCft | 0 |  | 0
02. | C.C.Brick/Stone (1:4:8)… | 63 | 9416.28 | %Cft | 5932.25 |  | 0 | 9416.28 | %Cft | 0 |  | 0 | 9416.28 | %Cft | 0 |  | 0
03. | R.C.C (1:2:4)… | 311 | 337 | P.Cft | 104807 |  | 356.28 | 337 | P.Cft | 120066.36 |  | 0 | 337 | P.Cft | 0 |  | 120066.36
04. | Feb:of mild steel… | 12.45 | 5001.7 | P.Cwt | 62271.16 |  | 0 | 5001.7 | P.Cwt | 0 |  | 0 | 5001.7 | P.Cwt | 0 |  | 0
05. | P/L C.C Topping 2" thick…. | 50 | 3275.5 | %Cft | 1637.75 |  | 60 | 3275.5 | %Cft | 1965.3 |  | 0 | 3275.5 | %Cft | 0 |  | 0
06. | C.Plaster 3/8" thick ratio(1:4)… | 300 | 2197.52 | %Sft | 6592.56 |  | 27 | 2197.52 | %Sft | 593.33 |  | 0 | 2197.52 | %Sft | 0 |  | 593.33
| Total |  |  |  | 182669 | /= |  |  |  | 122624.99 | /= |  |  |  | 4908723.8054 | /= | 5031348.7954 | /=
| Add Amount of Cartage |  |  |  | 0 | /=
| Deduct 20% Below (-) |  |  |  | 36533.8 | /= | Deduct 16.00% (-) |  |  | 19619.9984 | /= | Add 25.20% |  |  | 1236998.399 | /= | 1256618.3974 | /=
| Total Amount |  |  |  | 146135.2 | /= |  |  |  | 103004.9916 | /= |  |  | #REF! |  | /= | #REF! | /=
[7 empty] | Grand Total |  | #REF! | [7 empty] | /=
|  | PART (A-i) CIVIL WORK "MAIN BUILDING" | [7 empty] | 4057390 | /=
|  | PART (A-ii) CIVIL WORK "COURT YARD WALL" | [7 empty] | 245808 | /=
|  | PART (A-iii) CIVIL WORK "PAVED COURT YARD" | [7 empty] | 39485 | /=
|  | PART (A-iv) CIVIL WORK "UNDER GROUND TANK" | [7 empty] | 146135.2 | /=
|  | TOTAL AMOUNT OF PART A | [7 empty] | 4488818.2 | /=
| SUB-ENGINEER |  |  |  | ASSISSTANT ENGINEER | [6 empty] | EXECUTIVE ENGINEER
| BUILDINGS SUB-DIVISION |  |  |  | BUILDINGS SUB-DIVISION | [6 empty] | BUILDINGS DIVISION
| TANDO MOHAMMAD KHAN |  |  |  | TANDO MOHAMMAD KHAN | [6 empty] | TANDO MOHAMAD KHAN

## Part B Sheet
NAME OF WORK:-. CONSTRUCTION OF MUKHTIAKAR OFFICE AT TALUKA T.G.HYDER DISTRICT T.M.KHAN(W/S&S/F)
S. No. | Name of Items | As per Technical Sanction |  |  |  |  | Revised Technical Sanction |  |  |  |  | Work Done |  |  |  |  | Work To Be Done
|  | Qty | Rate | Unit | Amount |  | Qty | Rate | Unit | Amount |  | Qty | Rate | Unit | Amount |  | Qty | Rate | Unit | Amount
PART-A "W/S & S/F" SCHEDULE ITEMS
01. | P/F Fiber Glass Tank….. | 1 | 38678.65 | Each | 38678.65 |  | 0 | 38678.65 | Each | 0 |  | 1 | 38678.65 | Each | 38678.65
02. | P/F Water Pump set of 1-HP… | 2 | 15254.48 | Each | 30508.96 |  | 1 | 5494.59 | Each | 5494.59 |  | 1 | 15254.48 | Each | 15254.48 |  | 1 | 15254.48 | Each | 15254.48
03. | P/F Boring for tube well….. | 160 | 91.85 | P.Rft | 14696 |  | 80 | 91.85 | P.Rft | 7348 |  | 80 | 91.85 | P.Rft | 7348
| Total |  |  |  | 83883.61 | /= |  |  |  | 12842.59 | /= |  |  |  | 61281.13 | /= |  |  |  | 15254.48 | /=
| Add 20 % |  |  |  | 16776.722 | /= | Add 18.70 % |  |  | 2401.5643 | /= | Add 18.70 % |  |  | 11459.5713 | /= | Add 18.70 % |  |  | 2852.5878 | /=
| Total Amount |  |  |  | 100660.332 | /= |  |  |  | 15244.1543 | /= |  |  |  | 72740.7013 | /= |  |  |  | 18107.0678 | /=
PART-B "W/S & S/F" NON-SCHEDULE ITEMS
01. | P/F English Commode…. | 2 | 7440 | Each | 14880 |  | 0 | 7440 | Each | 0 |  | 2 | 7440 | Each | 14880
02. | P/F Orisa type W.C…. | 15 | 7380 | Each | 110700 |  | 0 | 7380 | Each | 0 |  | 15 | 7380 | Each | 110700
03. | P/F Wash basin…. | 10 | 6425 | Each | 64250 |  | 0 | 6425 | Each | 0 |  | 10 | 6425 | Each | 64250
04. | P/F 40"x18" Steel Bowel for Kitchen…. | 4 | 6030 | Each | 24120 |  | 0 | 6030 | Each | 0 |  | 4 | 6030 | Each | 24120
05. | P/F G.P brass fancy bib cock with ... | 15 | 1807 | Each | 27105 |  | 5 | 1807 | Each | 9035 |  | 20 | 1807 | Each | 36140
06. | P/F C.P.Brass Kitchen Mixture…. | 4 | 4198 | Each | 16792 |  | 0 | 4198 | Each | 0 |  | 4 | 4198 | Each | 16792
07. | P/F Urinal i/c flushing….… | 4 | 2800 | Each | 11200 |  | 0 | 2800 | Each | 0 |  | 4 | 2800 | Each | 11200
08. | P/F UPVC Pipe 4" dia grade-I AGM… | 300 | 265 | Each | 79500 |  | 13 | 265 | Each | 3445 |  | 287 | 265 | Each | 76055
09. | P/F UPVC Pipe 4"x4" dia with access.. | 15 | 989 | Each | 14835 |  | 0 | 989 | Each | 0 |  | 20 | 989 | Each | 19780
10. | P/F UPVC P-trap for Orisa W.C…. | 15 | 1107.35 | Each | 16610.25 |  | 12 | 1107 | Each | 13284 |  | 15 | 1107 | Each | 16605
11. | P/F UPVC Plain Bend Offset… | 15 | 838 | Each | 12570 |  | 15 | 838 | Each | 12570 |  | 15 | 838 | Each | 12570
12. | P/F G.I.Pipe"…
| (a) 1/2" dia | 1000 | 71.36 | P.Rft | 71360 |  | 300 | 71.36 | P.Rft | 21408 |  | 700 | 71.36 | P.Rft | 49952
| (b) 1" dia | 500 | 118.2 | P.Rft | 59100 |  | 195 | 118.2 | P.Rft | 23049 |  | 305 | 118.2 | P.Rft | 36051
| (c) 1-1/2" dia | 300 | 169.65 | P.Rft | 50895 |  | 0 | 169.65 | P.Rft | 0 |  | 300 | 169.65 | P.Rft | 50895
13. | P/F C.P.Brass Handle Valve…
| (a) 1" dia | 10 | 990 | P.Rft | 9900 |  | 8 | 990 | P.Rft | 7920 |  | 10 | 990 | P.Rft | 9900
| (b) 1-1/2" dia | 5 | 2740 | P.Rft | 13700 |  | 3 | 2740 | P.Rft | 8220 |  | 8 | 2740 | P.Rft | 21920
14. | P/F C.P.Brass concealled Stop Cock…. | 20 | 1597 | Each | 31940 |  | 0 | 1597 | Each | 0 |  | 20 | 1597 | Each | 31940
15. | P/F G.P brass fancy bib cock with ... | 20 | 1807 | Each | 36140 |  | 0 | 1807 | Each | 0 |  | 0 | 1807 | Each | 0
16. | P/F UPVC floor trap 6"x2" or 6"x3" dia… | 10 | 1100 | Each | 11000 |  | 0 | 1100 | Each | 0 |  | 10 | 1100 | Each | 11000
17. | P/F UPVC trap for commode 4" dia …. | 2 | 1055 | Each | 2210 |  | 0 | 1055 | Each | 0 |  | 2 | 1055 | Each | 2110
18. | P/FC.P.Brs double bib cock M.Shower…. | 2 | 3500 | Each | 7000 |  | 2 | 3500 | Each | 7000 |  | 0 | 3500 | Each | 0
19. | Main Holes…. | 0 | 13500 | Each | 0 |  | 0 | 13500 | Each | 0 |  | 0 | 13500 | Each | 0 |  | 20 | 13500 | Each | 270000
20. | Main Hole covers… | 0 | 1800 | Each | 0 |  | 0 | 1800 | Each | 0 |  | 0 | 1800 | Each | 0 |  | 18 | 1800 | Each | 32400
21. | P/F UPVC Pipe…
| (a) 4" dia | 0 | 136 | Each | 0 |  | 0 | 136 | Each | 0 |  | 0 | 136 | Each | 0 |  | 182 | 136 | Each | 24752
22. | P/F plain bend 4" dia…. | 0 | 1000 | Each | 0 |  | 0 | 1000 | Each | 0 |  | 0 | 1000 | Each | 0 |  | 9 | 1000 | Each | 9000
23. | P/F Plug bend 4" dia…. | 0 | 1100 | Each | 0 |  | 0 | 1100 | Each | 0 |  | 0 | 1100 | Each | 0 |  | 9 | 1100 | Each | 9900
24. | P/F Plain tee… | 0 | 1200 | Each | 0 |  | 0 | 1200 | Each | 0 |  | 0 | 1200 | Each | 0 |  | 9 | 1200 | Each | 10800
25. | R.C.C Pipes…
| (a) 9" dia | 0 | 163 | Each | 0 |  | 0 | 163 | Each | 0 |  | 0 | 163 | Each | 0 |  | 450 | 163 | Each | 73350
| Total Amount |  |  |  | 685807.25 | /= |  |  |  | 105931 | /= |  |  |  | 616860 | /= |  |  |  | 430202 | /=
PART-C EXTRA ITEM "BUILDINGS" NON-SCHEDULE ITEMS
01. | P/F Iron Steel Solid Squre...… | 0 | 528.45 | P.Sft | 0 |  | 1031.68 | 528.45 | P.Sft | 545191.296 |  | 1004.17 | 528.45 | P.Sft | 530653.6365
| Total Amount |  |  |  | 0 | /= |  |  |  | 545191.296 | /= |  |  |  | 530653.6365 | /=
PART-D "BUILDINGS" SCHEDULE ITEMS
01. | P.B.Work G/Floor… | 0 | 4246.3 | %Cft | 0 |  | 4355 | 4246.3 | %Cft | 184926.365 |  | 4355 | 4246.3 | %Cft | 184926.365
| Total |  |  |  | 0 | /= |  |  |  | 184926.365 | /= |  |  |  | 184926.365 | /=
| Deduct 20% below |  |  |  | 0 | /= | Add 18.70 % |  |  | 34581.2303 | /= | Add 18.70 % |  |  | 34581.2303 | /=
| Difference of Bricks | [5 empty] | 58793 | 3800 | 0% | 223413.4 | /= | 63302 | 3800 | O% | 240547.6 | /=
| Difference of Bricks |  |  |  | 33267 | /= | 151 | 205 | P/Bag | 30955 | /= | 161.29 | 205 | P/Bag | 33064.45 | /=
| Total Amount |  |  | 33267 |  | /= |  |  |  | 473873 | /= |  |  |  | 493119.6453 | /=
[5 empty] | ASSISSTANT ENGINEER | [6 empty] | EXECUTIVE ENGINEER
[5 empty] | BUILDINGS SUB-DIVISION | [6 empty] | BUILDINGS DIVISION
[5 empty] | TANDO MOHAMMAD KHAN | [6 empty] | TANDO MOHAMAD KHAN

## WS Abstract to be done
SCHEDULE "B"
Name of Work: - Constt: of Mukhtiarkar Office & Judicial Lockup i/c DDO (Revenue) at Tando Ghulam Hyder District T.M.Khan (Internal W/S & S/F).
S.No. | Name of Items | Quantity |  | Rate (Rs.) | Unit | Amount (Rs.)
PART-A "SHEDULE ITEMS"
01. | P/F Orisa type white or colour glazed earthen ware W.C with cost of low level plastic flush tank of 3-gallons capacity of approved quality i/c making req: No: of holes in walls plinth & floor for pipe connection & making good in C.C 1:2:4 (A) W.C pan orisa type 23" with plastic tank of low down 3-gallons C.I trap and C.I thumble (Superior quality) (ii) with 4" dia earthen ware trap and plastic thumble. (Ch.No.1,S.I.No:3(a) (i),(ii)/P-2) | 10 | Nos. | 12003.2 | Each | 120032
02. | P/F European type white glazed earthen ware wash down W.C pan complete with and i/c the cost of white/black plastic seat (Best quality) and lid with c.p brass hinges & buffers 3-gallons white glazed earthen ware low level flushing cistern with siphon fitting 1-1/2" dia white porcelain enamelled flush bend 3/4" dia and making req: No: of holes in walls plinth & floor for pipe connections and making good in C.C 1:2:4 (Foreign quality). (Ch.No.01,S.I.No:5/P-2) | 2 | Nos. | 11477.4 | Each | 22954.8
03. | P/F 24"x18" lavatory basin in white glazed earthen ware complete with & i/c the cost of W.I or C.I cantilever brackets 6 inche built into wall, painted white in two coats after a primary cost of red lead paint a pair of 1/2" dia chrome plate chain 1-1/4" dia malloable iron or c.p brass trap malloable iron or brass union & making req: No: of holes in walls plinth & floor for pipe connection and making good in C.C 1:2:4 (Standard pattern) (Ch.No.01,S.I.No:8/P-3) | 10 | Nos. | 4253.9 | Each | 42539
04. | Add: extra for labour for providing & fixing of earthen ware pedestal white or colour glazed (Standard pattern) (Ch.No.01,S.I.No:9/P-3) | 10 | Nos: | 938.47 | Each | 9384.7
06. | P/F in position nyloon connections complete with 1/2" dia brass stop cock with pair of brass nuts and lining joints to nyloon connection. (Ch.No.01,S.I.No:23/P-6) | 20 | Nos: | 447.15 | Each | 8943
07. | P/F M.S clamps of the approved design to 4" dia C.I pipe sockets i/c the cost of cutting & making good to wall or M.S bolts & nuts, 4" into wall i/c pipe distance pieces extra painting to match the colour of the building. (Ch.No.03,S.I.No:2/P-9) | 18 | Nos: | 72.16 | Each | 1298.88
08. | P/F 6"x4" C.C gully trap with 4" outlet complete with 4" thick 1:2:4 C.C for bed and 1/2" thick cement plaster ( 1:3) to the karo C.I grating 6"x6" & C.I cover and frame 12"x 12" ( inside) etc complete (a). C.C gully trap 6"x 6" x 4" with C.I cover and frame (Ch.No.10,S.I.No.1(b)(i)/P-23). | 6 | Nos: | 1358.17 | Each | 8149.02
09. | Add extra labour for concealed G.I Pipe and fittings i/c making recess in the wall for pipe & making good in cement mortar etc complete. (Ch.No.04,S.I.No:2/P-12)
| (i) 1/2" dia G.I Pipe. | 300 | Rft | 7.82 | P.Rft | 2346
| (ii) 3/4" dia G.I Pipe | 400 | Rft | 8.45 | P.Rft | 3380
| (iii) 1" dia G.I Pipe | 250 | Rft | 9.96 | P.Rft | 2490
10. | Providing and fixing handle valves (china). (Ch.No.6, S.I.No:5 /P-17)
| (i) 1/2" dia | 4 | Nos | 200.42 | Each | 801.68
| (ii) 3/4" dia | 2 | Nos | 271.92 | Each | 543.84
| (iii) 1" dia | 2 | Nos | 365.42 | Each | 730.84
11 | P/F 4"x4"x4" dia C.I branch of the required degree with excess door rubber washer 1/8" thick and bolts nuts & extra painting to match the colour of the buildings.(S.I.No:5/P-9) | 10 | Nos | 270.6 | Each | 2706
12 | P/F 4" dia C.I offset of various length I/c extra painting to match the colour of the buildings (S.I.No. 08/P-10). | 8 | Nos | 702 | Each | 5616
13 | P/F 4" dia C.I plain bend of the required degree I/c extra painting to match colour of the buildings (S.I.No.10/P-10) | 10 | Nos | 566.7 | Each | 5667
14 | P/F 4" dia C.I Terminal guard I/c extra paining to match the colur of the buildings(S.I.No. 11/P-10). | 10 | Nos | 389.7 | Each | 3897
15 | P/F 4" Dia bend of the required degree with access door rubber washer 1/8" thick and bolts and nuts and extra painting to match the colour of the buildings (S.I.No. 09/P-10). | 10 | Nos | 599.6 | Each | 5996
16 | S/F Swan Type pillar cock of Superior Quality C.P head 1/2"dia (S.I.No. 16 (a) P-19). | 7 | Nos | 795 | Each | 5565
17 | S/F cancealed stop cock of superior quality with C.P head 1/2" dia (Ch.No.6, S.I0.No:11(b) P-18) | 20 | Nos: | 509.74 | Each | 10194.8
18 | S/F Long bib cock of crystal head with c.p head 1/2" dia (Ch.No.6, S.I.No:13(b)/P-19) | 20 | Nos: | 1384.24 | Each | 27684.8
19 | S/F Jet shower with rod of superior quality with c.p head 1/2" dia (Ch.No.6, S.I.No:15/P-19) | 2 | Nos. | 1142.24 | Each | 2284.48
20 | S/F Bath room accessories (7-pieces) i/c towel rod, brush holder, soap tray, shelf of approved quality and design i/c cost of screws, nuts etc complete. (Master Brand) (Ch.No.6, S.I.No:23/P-19) | 3 | Nos: | 10322.4 | Each | 30967.2
21 | S/F cancealed tee stop cock of superior quality with C.P head 1/2" dia (Ch.No.6, S.I.No:12(b)/P-18) | 10 | Nos: | 889.46 | Each | 8894.6
22 | P/F 15"x12" bavalled edge mirror of belgium glass complete with 1/8" thick hard board and C P screws fixed to wooden pleats ( Superior quality (S.I No. 3(a)/P-7) standared pattren | 3 | Nos: | 2376 | Each | 7128
23 | S/F C.P Muslim shower with crystal head etc complete. (SI No:21(b) P-16) | 2 | Nos: | 3432 | Each | 6864
|  | Total Amount |  |  |  | 347059.64 | /=
PART-B "SHEDULE ITEMS"
01. | Providing G.I pipes, special & clamps etc i/c fixing cutting & fitting complete with & i/c the cost of breaking through walls & roof, making good etc, painting two coats after cleaning the pipe etc, with white zink paint with pigment to match the colour of the building and testing with water to a pressure head of 200 feet and handling.(Ch.No.4,S.I.No:1/P-12)
(Internal fitting)
| (i) 1/2" dia G.I Pipe. | 150 | Rft | 73.21 | P.Rft | 10981.5
| (ii) 3/4" dia G.I Pipe | 200 | Rft | 95.79 | P.Rft | 19158
| (iii) 1" dia G.I Pipe | 160 | Rft | 128.55 | P.Rft | 20568
02. | Providing RCC pipes & collars of Class (B) & fixing in trenches i/c cutting fitting & jointing with maxphalt composition and cement mortar 1:1 i/c testing with water to a head of 22.50 metter or 75'ft: (Ch.No.II, S.I.No:A-2/P-15 P.H.E)
| (a) 4" dia RCC pipe | 60 | Rft | 146.52 | P.Rft | 8791.2
| (b) 6" dia RCC pipe | 100 | Rft | 199.25 | P.Rft | 19925
| (c) 9" dia RCC pipe | 120 | Rft | 250.6 | P.Rft | 30072
|  | Total Amount |  |  |  | 109495.7 | /=
PART-C "NON-SCHEDULE ITEMS"
01. | P/F UPV floor trap (Dedea compony (L.Q.R) | 10 | Nos |  | Each
02. | P/F Filter Jali (L.Q.R.). | 10 | Rft |  | P.Rft
03. | P/F Water pumping set with seimen Motor & jawed Pump of 1-HP, 1400 RPM single phase 440-Volts 2"x1-1/2" suction and delivery 150'ft: head i/c base plate and also making C.C 1:3:6 plateform of required size and fixing with nuts and bolts complete in all respects. (S.I No:4 P-29) | 1 | No |  | Each
|  | Total Amount Part-C |  |  |  |  | /=
Part-D External Drainage & Water Supply
01. | Excavtion for pipe line in trenches and pits in soft soils i/c trimming & dressing sides to true alignment and shape levelling of beds of trenches to correct level and grade, cutting joint holes and disposal of surplus earth within a one chin as directed by engineer incharge providing fence guards lights flags and temporary crossings for non vehicular traffic where ever required lift upto 5'ft: (1.52mm and lead upto one chain (30.5mm) (SI No:1 P-60)P.H.E | 1238 | Cft | 3600 | %0Cft | 4456.8
02. | Constructing of Man hole or inspection chamber for the required dia of circular sewer and 3'-6" depth with wall of B.B in cement mortar 1:3 cement plastered 1:3 1/2" thick inside of walls & 1" thick over benching and channel i/c fixing man hole cover with frame of clear opening 1-1/2'x1-1/2' if 1.75 Cwt: (88.90Kg:) embedded in plain C.C 1:2:4 and fixing 1" dia M.S steps 6" wide projecting 4" from the face of wall at 12" C/C duly painted etc complete as per specification & drawing No:D.P/1 of Public Health Circle Southern Zone (4"x12" dia 2'x2'x3'-6") (Ch.No.II, S.I.No:P (a)/46 P.H.E) | 6 | Nos | 14748 | Each | 88488
03. | Manufacturing and supplying R.C.C man hole cover cast in 1:2:4: concrete ratio 3 inch depth at centre. Reinforced with 3/8" dia for steel bars at 4" c/c welded to 1/8" thick 2.5 inch deep M.S plate i/c carriage stacking and transportation with in 10 miles (a) 30 inch dia. ( S.I No: 11 P- 30) | 6 | Nos: | 1830.94 | Each | 10985.64
04 | Boring for tube well in all water bearing soils from ground level upto 100 ft. or 30.5 meter depth i/c sinking and with drawing of casting pipe (a) 80mm 3" dia (S.I. No. 1 (a) P-41 of PHE Schedule). | 120 | Rft | 160 | P.Rft | 19200
|  | Total Amount |  |  |  | 123130.44 | /=
| PART-A |  |  | 347059.64 | /=
| PART-B |  |  | 109495.7 | /=
| PART-C |  |  |  | /=
| PART-D |  |  | 123130.44 | /=
| GRAND TOTAL |  |  |  | /=
NOTE: -
Any error or ommission in the Schedul "B" will be governed by the schedul of rates.
No. premium will be allowed on Non-Schedule items.
Cartage will not be paid for any meterials.
Mat: use in the work of finished product can be got tested from any approved lab: at the discreation of the XEN or his representitive & all expanses in conn: with such testing should be born by the cont exclusivaly without any re-imburament or cleim against the Government on his account.
CONTRACTOR
EXECUTIVE ENGINEER
BUILDINGS DIVISION
T.M.KHAN

## MB Abstract Sheet
ABSTRACT SHEET
NAME OF WORK:-. CONSTRUCTION OF MUKHTIAKAR OFFICE AT TALUKA T.G.HYDER DISTRICT T.M.KHAN(W/S&S/F)
PART-A "SITE WORK DONE AS PER M.B OF MAIN BUILDING (CIVIL WORK)"
S.No. | Name of Items | Quantity |  | Rate (Rs.) | Unit | Amount (Rs.)
01. | Excavation in foundation of Bldg: bridges & other structures i/c dagbelling dressing refilling around str:with excavated earth watering & ramming lead upto 5 ft in ordanary siol (S.I.No.18(b)/P-5) | 6367 | Cft | 1306.8 | %OCft | 8320.3956
02. | Fabrication of mild steel reinforcement for cement concrete i/c cutting bending laying in position making of joints and fastenings i/c cost of binding wire (also i/cs removal of rust from bars)[(a)Mild bars.(S.I.No:7(ii)(a)/P-20){(b)Tor bars.(S.I.No:7(ii)(b)/P-20)}] | 256.37 | Cwt | 2772.55 | P.Cwt | 710798.6435
03 | RCC work 1:2:4 i/c all labour and material except the cost of steel reinf: & its labour for bending & binding which will be paid separately. This rate also i/cs all kinds of forms moulds lifting shuttering curing rendering and finishing the exposed surface (i/c screening & washing of shingle) (a) RCC work in roof slabs beams, coloumns, rafts lintels and other structural members laid in situ or precast laid in position complete in all respects.(SI No:6(a) P-18/19) | 6018.49 | Cft | 114 | P.Cft | 686107.86
04. | Erection and removal of centering for R.C.C or plain cement concrete works of Deodar wood (2nd class). (ii) vertical. (S.I No: 18(b)(ii) P. 21) | 3818 | Sft. | 1405.75 | %Sft. | 53671.535
05. | Filling, watering and ramming earth in floor with surplus earth from foundation lead upto one chain & lift upto 5'ft: (S.I. No:21/P-5) | 2122 | Cft | 641.3 | %0Cft | 1360.8386
06. | Filling, watering and ramming earth under floor with new earth (excavated from outside) lead upto one chain & lift upto 5'ft: (Add: extra 3-miles lead) (R.A.Approved) (SI No:22 P-5) | 5927 | Cft | 5602.1 | %0Cft | 33203.6467
07. | C.C plain i/c placing compacting finishing & curing complete (i/c screening & washing of stone aggregate without shuttering) ratio 1:3:6 (SI No:5(h) P-18) | 1852 | Cft. | 5001.7 | %Cft | 92631.484
08. | C.C Brick or stone ballast 1-1/2" to 2" gauge Ratio 1:4:8 (S.I. No:4(b)/P-17) | 828 | Cft. | 3584.1 | %Cft | 29676.348
09. | C.C Brick or stone ballast 1-1/2" to 2" gauge Ratio 1:5:10 (S.I. No:4(c)/P-17) | 710 | Cft. | 3213.95 | %Cft | 22819.045
10. | Pacca brick work in ground floor in cement sand mortar ratio 1:6 (S.I.No:5(1-e)/P-25) | 3372 | Cft. | 4246.3 | %Cft | 143185.236
11. | Providing & laying tiles glazed 6"x6"x1/4" on floor or walls facing in required colour and pattern of STILE specification jointed in white cement and pigment over a base of 1:2 grey cement mortar 3/4" thick i/c washing and filling of joints with slurry of white cement and pigment in desired shape with finishing cleaning and cost of wax polish etc, complete i/c cutting tiles to proper profile. (SI No:60 P-53) | 2329 | Sft | 13663.35 | %Sft | 318219.4215
12. | Cement plaster 1:6 upto 20'ft: height 1/2" thick.(S.I.No:13(b)/P-58) | 9784 | Sft. | 531.41 | %Sft. | 51993.1544
13. | P/F G.I frames / chowkats of size 7"x2" or 4-1/2"x3" for doors & windows using 20 gauge G.I sheet i/c welded hinges and fixing at site with necessary hold fasts, filling with cement sand slurry of ratio 1:6 and repairing the jambs. The cost also i/c all carriage, tools and plants used in making and fixing (SI No:28 & 29 P-98)
| A) Doors frames | 156.54 | Rft | 113.37 | P.Rft | 17746.9398
14. | Ist: class deodar wood wrought, joinery work in doors & windows etc, fixed in position i/c chowkats hold fasts, hinges iron tower bolts chocks, cleats, handles and cords with hooks etc. (Deodar panelled or panelled and glazed or fully glazed) (b) 1-3/4" thick (S.I.No:7(b)/P-65) | 85 | Sft | 228.38 | P.Sft | 19412.3
15. | S/F in position Aluminium channels framing for hinged doors or Alcop made with 5mm thick tinted glass glazing (Belgium) and Alpha (Japan) locks i/c handles, stoppers etc (b) Deluxe model (Bronze) (S.I.No:83(b)/P-114) | 266 | Sft | 601.62 | P.Sft | 160030.92
16. | P/F in position doors & windows and ventilators of first class deodar wood frames and 1-3/4" thick commercial ply, venler shutters of first commercial ply wood ( 3 ply both side ) .(S.I No:9 P-65) I/c hold fasts, hinges iron tower bolts handle & cleats with cord & one metric lacks and hooks( S.I No. 9 /P -66) ( without Chowkats ). | 97.75 | Sft | 236.41 | P.Sft | 23109.0775
17. | Providing & laying 1" thick topping cement concrete (1:2:4) i/c surface finishing & dividing into panels. (S.I.No:16/P-47).
| 2" thick | 2492 | Sft. | 1396.67 | %Sft. | 34805.0164
18. | S/F in position Aluminium channels framing for sliding windows & ventilators of Alcop made with 5mm thick tinted glass glazing (Belgium) & Aluminium fly screen i/c handles stoppers & locking arrangement etc complete (b) Duluxe model (Bronze) (S.I.No:84(b)/P-114) | 546 | Sft | 652.35 | P.Sft | 356183.1
19. | S/F False ceiling of plaster of pairs, in pannels, i/c making frame, work of deodar wood i/c painting with Soligia paint. (SI No:52 P-72) | 832 | Sft. | 10630.26 | %Sft. | 88443.7632
20. | Providing & fixing plaster or paris ceiling border of 8" - 10" with of specified design & thickness i/c fixing besides ceiling with nails / screws with getties. (SI No:44 P.45) | 1195 | Rft | 44.8 | P.Rft | 53536
21. | Providing & fixing plaster of paris centre pieces of 2'-0" dia i/c fixing in ceiling with nails / screws. (SI No:45 P-45). | 12 | Nos: | 152.96 | Each | 1835.52
22. | Laying White Marble flooring fine dressed in the surface without wining set in laying mortar 1:2 i/c rubbing and polishing 1" thick flooring (S.I.No.28(a)/P-49) | 322 | P.Sft | 148.06 | P.Sft | 47675.32
23. | Cement plaster 1:4 upto 20'ft: height 3/8" thick.(S.I.No:11(a)/P-58) | 2061 | Sft. | 536.14 | %Sft. | 11049.8454
24. | Laying floor of approved coloured glazed tiles 1/4" thick laid in white cement and pigment on a bed of 3/4" thick cement mortar 1:2 complete. (SI No:25 P-49) | 128 | Sft. | 10443.84 | %Sft. | 13368.1152
25. | P/F iron steel grill using solid square bars of size 1/2"x1/2" placed at 4" i/c and frame of flate iron patti of 1" x 3/8" i/c circle shape fitted with screws or pins i/c paiting 3 coats with 1st of red oxide paint etc(Refer R.A.No.01) | 227 | Sft | 348.99 | P.Sft | 79220.73
26. | Glazed tile 1/4" thick dado laid in pigment over 1:2 cement sand mortar 3/4" thick i/c finishing. | 418 | Sft. | 10719.22 | %Sft. | 44806.3396
|  | Total Amount |  |  |  | 3103189.57 | /=
|  | Add 25.20% Premium |  |  |  | 782003.7716 | /=
|  | Total Amount |  |  |  | 3885193.3416 | /=
Add Difference Cost of Cement
|  | 1266 | @ 195 | P/Bag |  | 246870 | /=
Add Difference Cost of Steel
|  | 12.381 | @ 23000 | P/Ton |  | 284763 | /=
|  | 2.5715 | @ 32000 | P/Ton |  | 82288 | /=
Add Difference Cost of Brick
|  | 16605 | @ 3300 | P/1000 Nos. |  | 54796.5 | /=
|  | Grand Total |  |  |  | 4553910.8416 | /=
| SUB-ENGINEER ASSISSTANT ENGINEER |  |  | EXECUTIVE ENGINEER
| BUILDINGS SUB-DIVISION BUILDINGS SUB-DIVISION |  |  | BUILDINGS DIVISION
| TANDO MOHAMMAD KHAN TANDO MOHAMMAD KHAN |  |  | TANDO MOHAMMAD KHAN

## Measurement Sheet 1
MEASUREMENT SHEET
#REF!
PART-A "WORK TO BE DONE OF MAIN BUILDING (CIVIL WORK)"
S.No. | Description | Measurement | [12 empty] | Quantity
|  | No. |  |  | Length |  | Width |  |  | Height/Depth
01. | Excavation in foundation of Bldg: bridges & other structures…..
| (A) |  |  | Entire Measurement
| F1 | 1 | × | 3 | × | 9.25 | × | 10.00 | × | 5.00 |  |  |  | ═ | 1387.5 | Cft
| F2 | 1 | × | 6 | × | 8.75 | × | 8.00 | × | 5.00 |  |  |  | ═ | 2100 | Cft
| F3 | 1 | × | 7 | × | 11.50 | × | 6.25 | × | 5.00 |  |  |  | ═ | 2515.625 | Cft
| F4 | 1 | × | 1 | × | 5.79 | × | 9.62 | × | 5.00 |  |  |  | ═ | 278.499 | Cft
| F5 | 1 | × | 3 | × | 7.00 | × | 7.00 | × | 5.00 |  |  |  | ═ | 735 | Cft
| CF1 | 1 | × | 1 | × | 11.75 | × | 11.50 | × | 5.00 |  |  |  | ═ | 675.625 | Cft
| CF2 | 1 | × | 1 | × | 10.25 | × | 16.00 | × | 5.00 |  |  |  | ═ | 820 | Cft
[13 empty] | Total | ═ | 8512.249 | Cft
(B) H/W
|  | 1 | × | 3 | × | 3.00 | × | 2.50 | × | 5.00 |  |  |  | ═ | 112.5 | Cft
|  | 1 | × | 1 | × | 4.25 | × | 2.50 | × | 5.00 |  |  |  | ═ | 53.125 | Cft
|  | 1 | × | 3 | × | 11.42 | × | 2.50 | × | 5.00 |  |  |  | ═ | 428.25 | Cft
|  | 1 | × | 1 | × | 15.12 | × | 2.50 | × | 5.00 |  |  |  | ═ | 189 | Cft
|  | 1 | × | 1 | × | 13.96 | × | 2.50 | × | 5.00 |  |  |  | ═ | 174.5 | Cft
|  | 1 | × | 1 | × | 22.25 | × | 2.50 | × | 5.00 |  |  |  | ═ | 278.125 | Cft
| V/W | 1 | × | 1 | × | 12.21 | × | 2.50 | × | 5.00 |  |  |  | ═ | 152.625 | Cft
|  | 1 | × | 1 | × | 8.83 | × | 2.50 | × | 5.00 |  |  |  | ═ | 110.375 | Cft
|  | 1 | × | 2 | × | 8.25 | × | 2.50 | × | 5.00 |  |  |  | ═ | 206.25 | Cft
[13 empty] | Total | ═ | 1704.75 | Cft
[5 empty] | G.Total:A+B |  |  |  | ( | 8512.249 | + | 1704.75 | ) | ═ | 10216.999 | Cft
[10 empty] | Work done paid Qty: |  |  |  | ═ | 6367 | Cft
|  |  |  | Work to be done |  |  | ( | 10216.999 | - | 6367 | ) |  |  | ═ | 3849.999 | Cft
02. | C.C Brick or stone ballast 1-1/2" to 2" gauge Ratio (1:4:8)…..
Entire Measurement
|  | #REF! |  | #REF! | [9 empty] | ═ |  | Cft
|  | Same Qty as item No.01 | [11 empty] | ═ | 10216.999 | Cft
[6 empty] | 10216.999 | × | 0.50 | ÷ | 5 |  |  |  | ═ | 1021.6999 | Cft
[10 empty] | Work done paid Qty: |  |  |  | ═ | 828 | Cft
|  |  |  | Work to be done |  |  | ( | 1021.6999 | - | 828 | ) |  |  | ═ | 193.6999 | Cft
03. | RCC work (1:2:4) i/c all labour…...
Entire Measurement
Footings
| F1 | 3 | × | 8.25 | × | 9.00 | × | 1.50 | [5 empty] | ═ | 334.125 | Cft
| F2 | 6 | × | 7.75 | × | 7.00 | × | 1.50 | [5 empty] | ═ | 488.25 | Cft
| F3 | 7 | × | 11.50 | × | 6.25 | × | 1.50 | [5 empty] | ═ | 754.6875 | Cft
| F4 | 1 | × | 4.87 | × | 8.62 | × | 1.50 | [5 empty] | ═ | 62.9691 | Cft
| F5 | 3 | × | 6.00 | × | 6.00 | × | 1.50 | [5 empty] | ═ | 162 | Cft
| CF1 | 1 | × | 10.75 | × | 14.79 | × | 1.50 | [5 empty] | ═ | 238.4887 | Cft
| CF2 | 1 | × | 9.25 | × | 15.00 | × | 1.50 | [5 empty] | ═ | 208.125 | Cft
| TB | 2 | × | 11.50 | × | 1.00 | × | 1.50 | [5 empty] | ═ | 34.5 | Cft
P/Col:
| C1 | 18 | × | 1.75 | × | 1.00 | × | 5.50 | [5 empty] | ═ | 173.25 | Cft
| C1 | 2 | × | 1.75 | × | 1.00 | × | 4.00 | [5 empty] | ═ | 14 | Cft
| C2 | 3 | × | 1.00 | × | 1.00 | × | 5.50 | [5 empty] | ═ | 16.5 | Cft
| Off-Set | 4 | × | 0.63 | × | 1.00 | × | 1.50 | [5 empty] | ═ | 3.78 | Cft
P/Beam
| H/W1-B/W2 o/o: | 1 | × | 2 | × | 43.50 | × | 1.00 | × | 1.50 |  |  |  | ═ | 130.5 | Cft
| H/W1 S/Case i/i | 1 | × | 2 | × | 17.00 | × | 1.00 | × | 1.50 |  |  |  | ═ | 51 | Cft
| H/W2 Bath i/i | 1 | × | 6.10 | × | 1.00 | × | 1.50 | [5 empty] | ═ | 9.15 | Cft
| Read: i/i | 1 | × | 35.75 | × | 1.00 | × | 1.50 | [5 empty] | ═ | 53.625 | Cft
| Bath | 1 | × | 6.00 | × | 1.00 | × | 1.50 | [5 empty] | ═ | 9 | Cft
| F/W2 | 1 | × | 98.50 | × | 1.00 | × | 1.50 | [5 empty] | ═ | 147.75 | Cft
| V/W o/o | 2 | × | 32.00 | × | 1.00 | × | 1.50 | [5 empty] | ═ | 96 | Cft
| i/i | 2 | × | 8.75 | × | 1.00 | × | 1.50 | [5 empty] | ═ | 26.25 | Cft
| o/i | 2 | × | 28.50 | × | 1.00 | × | 1.50 | [5 empty] | ═ | 85.5 | Cft
| i/i | 1 | × | 12.75 | × | 1.00 | × | 1.50 | [5 empty] | ═ | 19.125 | Cft
| S/Footing | 1 | × | 5.00 | × | 2.00 | × | 1.50 | [5 empty] | ═ | 15 | Cft
| S/Padalls | 1 | × | 5.00 | × | 1.00 | × | 7.00 | [5 empty] | ═ | 35 | Cft
S/Col:
| C1 | 18 | × | 1.50 | × | 0.75 | × | 10.00 | [5 empty] | ═ | 202.5 | Cft
| C1 | 2 | × | 1.50 | × | 0.75 | × | 10.00 | [5 empty] | ═ | 22.5 | Cft
| C2 | 3 | × | 0.75 | × | 0.75 | × | 10.00 | [5 empty] | ═ | 16.875 | Cft
R/Beam
| H/W2-B/W | 1 | × | 2 | × | 43.50 | × | 0.75 | × | 2.00 |  |  |  | ═ | 130.5 | Cft
| H/W S/Case | 1 | × | 2 | × | 17.00 | × | 0.75 | × | 2.00 |  |  |  | ═ | 51 | Cft
| H/W Bath | 1 | × | 6.00 | × | 0.75 | × | 2.00 | [5 empty] | ═ | 9 | Cft
| H/W Read | 1 | × | 35.25 | × | 0.75 | × | 2.00 | [5 empty] | ═ | 52.875 | Cft
| H/W Bath | 1 | × | 6.00 | × | 0.75 | × | 2.00 | [5 empty] | ═ | 9 | Cft
| H/W F/W | 1 | × | 98.50 | × | 0.75 | × | 2.00 | [5 empty] | ═ | 147.75 | Cft
| V/W | 2 | × | 32.00 | × | 0.75 | × | 2.00 | [5 empty] | ═ | 96 | Cft
|  | 2 | × | 8.75 | × | 0.75 | × | 2.00 | [5 empty] | ═ | 26.25 | Cft
|  | 2 | × | 28.50 | × | 0.75 | × | 2.00 | [5 empty] | ═ | 85.5 | Cft
|  | 1 | × | 12.75 | × | 0.75 | × | 2.00 | [5 empty] | ═ | 19.125 | Cft
|  | 3 | × | 20.00 | × | 0.75 | × | 2.00 | [5 empty] | ═ | 90 | Cft
|  | 2 | × | 18.00 | × | 0.75 | × | 2.00 | [5 empty] | ═ | 54 | Cft
R/Slab
|  | 1 | × | 43.00 | × | 34.00 | × | 0.50 | [5 empty] | ═ | 731 | Cft
|  | 1 | × | 35.75 | × | 19.50 | × | 0.50 | [5 empty] | ═ | 348.5625 | Cft
|  | 1 | × | 18.50 | × | 25.00 | × | 0.50 | [5 empty] | ═ | 231.25 | Cft
Tower Beam
| H/W | 2 | × | 18.50 | × | 0.75 | × | 1.50 | [5 empty] | ═ | 41.625 | Cft
| V/W | 2 | × | 12.75 | × | 0.75 | × | 1.50 | [5 empty] | ═ | 28.6875 | Cft
| To/Roof | 1 | × | 21.50 | × | 17.25 | × | 0.50 | [5 empty] | ═ | 185.4375 | Cft
| Stair slab F/R | 1 | × | 12.00 | × | 3.50 | × | 0.50 | [5 empty] | ═ | 21 | Cft
| sleep | 1 | × | 12 | × | 1/2 | × | 3.50 | × | 1.00 | × | 0.50 |  | ═ | 10.5 | Cft
| chouki | 1 | × | 3.50 | × | 3.50 | × | 0.50 | [5 empty] | ═ | 6.125 | Cft
| 2nd/pass | 1 | × | 12.00 | × | 3.50 | × | 0.50 | [5 empty] | ═ | 21 | Cft
| slep | 1 | × | 12 | × | 1/2 | × | 3.50 | × | 1.00 | × | 0.50 |  | ═ | 10.5 | Cft
| Ch:/W | 10 | × | 7.00 | × | 1.50 | × | 0.25 | [5 empty] | ═ | 26.25 | Cft
| Ch:/W1 | 1 | × | 5.00 | × | 1.50 | × | 0.25 | [5 empty] | ═ | 1.875 | Cft
| Vertical Pannels at grid 2/4/6/8 | 2 | × | 19.75 | × | 1.00 | × | 1.50 | [5 empty] | ═ | 59.25 | Cft
|  | 1 | × | 18.25 | × | 1.00 | × | 1.50 | [5 empty] | ═ | 27.375 | Cft
| a to b | 3 | × | 8.50 | × | 1.00 | × | 1.50 | [5 empty] | ═ | 38.25 | Cft
|  | 1 | × | 8.50 | × | 1.00 | × | 1.50 | [5 empty] | ═ | 12.75 | Cft
|  | 2 | × | 9.96 | × | 1.00 | × | 1.50 | [5 empty] | ═ | 29.88 | Cft
|  | 1 | × | 7.50 | × | 1.00 | × | 1.50 | [5 empty] | ═ | 11.25 | Cft
Lintel
| M/D | 2 | × | 6.50 | × | 0.75 | × | 0.75 | [5 empty] | ═ | 7.3125 | Cft
| D1 | 1 | × | 5.50 | × | 0.75 | × | 0.75 | [5 empty] | ═ | 3.0938 | Cft
| D2 | 1 | × | 5.00 | × | 0.75 | × | 0.75 | [5 empty] | ═ | 2.8125 | Cft
| D3 | 4 | × | 4.00 | × | 0.75 | × | 0.75 | [5 empty] | ═ | 9 | Cft
| W | 10 | × | 7.50 | × | 0.75 | × | 0.75 | [5 empty] | ═ | 42.1875 | Cft
| W1 | 2 | × | 5.50 | × | 0.75 | × | 0.75 | [5 empty] | ═ | 6.1875 | Cft
| W2 | 3 | × | 4.00 | × | 0.75 | × | 0.75 | [5 empty] | ═ | 6.75 | Cft
| V | 4 | × | 4.00 | × | 0.75 | × | 0.75 | [5 empty] | ═ | 9 | Cft
[13 empty] | Total | ═ | 6110.3616 | Cft
[10 empty] | Work done paid Qty: |  |  |  | ═ | 6018.49 | Cft
|  |  |  | Work to be done |  |  | ( | 6110.3616 | - | 6018.49 | ) |  |  | ═ | 91.8716 | Cft
04. | C.C Plain i/c placing compacting(1:3:6)…..
Entire Measurement
| Reading Hall | 1 | × | 40.00 | × | 20.00 | [7 empty] | ═ | 800 | Cft
| Verandah | 1 | × | 25.00 | × | 8.75 | [7 empty] | ═ | 218.75 | Cft
| Office | 1 | × | 10.00 | × | 8.75 | [7 empty] | ═ | 87.5 | Cft
| Reading Hall | 1 | × | 35.75 | × | 18.00 | [7 empty] | ═ | 643.5 | Cft
| Lobby | 1 | × | 17.00 | × | 10.00 | [7 empty] | ═ | 170 | Cft
| Bath/Office/H/W2 | 3 | × | 3.00 | × | 1.00 | × | 1.50 | [5 empty] | ═ | 13.5 | Cft
|  | 1 | × | 4.25 | × | 1.00 | × | 1.50 | [5 empty] | ═ | 6.375 | Cft
|  | 3 | × | 11.42 | × | 1.00 | × | 1.50 | [5 empty] | ═ | 51.39 | Cft
|  | 1 | × | 15.12 | × | 1.00 | × | 1.50 | [5 empty] | ═ | 22.68 | Cft
|  | 1 | × | 13.96 | × | 1.00 | × | 1.50 | [5 empty] | ═ | 20.94 | Cft
|  | 1 | × | 22.25 | × | 1.00 | × | 1.50 | [5 empty] | ═ | 33.375 | Cft
| V/W | 1 | × | 12.21 | × | 1.00 | × | 1.50 | [5 empty] | ═ | 18.315 | Cft
|  | 1 | × | 8.83 | × | 1.00 | × | 1.50 | [5 empty] | ═ | 13.245 | Cft
|  | 2 | × | 8.25 | × | 1.00 | × | 1.50 | [5 empty] | ═ | 24.75 | Cft
| Above/Footing H/W | 1 | × | 2 | × | 43.50 | × | 1.00 | × | 5.50 |  |  |  | ═ | 478.5 | Cft
|  | 1 | × | 2 | × | 17.00 | × | 1.00 | × | 5.50 |  |  |  | ═ | 187 | Cft
|  | 1 | × | 6.00 | × | 1.00 | × | 5.50 | [5 empty] | ═ | 33 | Cft
|  | 1 | × | 35.75 | × | 1.00 | × | 5.50 | [5 empty] | ═ | 196.625 | Cft
|  | 1 | × | 6.00 | × | 1.00 | × | 5.50 | [5 empty] | ═ | 33 | Cft
|  | 1 | × | 98.50 | × | 1.00 | × | 5.50 | [5 empty] | ═ | 541.75 | Cft
| V/W | 2 | × | 32.00 | × | 1.00 | × | 5.50 | [5 empty] | ═ | 352 | Cft
|  | 2 | × | 8.75 | × | 1.00 | × | 5.50 | [5 empty] | ═ | 96.25 | Cft
|  | 2 | × | 28.50 | × | 1.00 | × | 5.50 | [5 empty] | ═ | 313.5 | Cft
|  | 1 | × | 12.75 | × | 1.00 | × | 5.50 | [5 empty] | ═ | 70.125 | Cft
|  | 1 | × | 5.00 | × | 1.00 | × | 5.50 | [5 empty] | ═ | 27.5 | Cft
|  | 1 | × | 5.00 | × | 1.00 | × | 5.50 | [5 empty] | ═ | 27.5 | Cft
[13 empty] | Total | ═ | 4481.07 | Cft
Deduction
| C1/Col: | 20 | × | 1.75 | × | 1.00 | × | 5.50 | [5 empty] | ═ | 192.5 | Cft
| C2 | 3 | × | 1.00 | × | 1.00 | × | 5.50 | [5 empty] | ═ | 16.5 | Cft
[13 empty] | Total | ═ | 209 | Cft
|  |  | NET QTY: |  | ( | 4481.07 | ─ | 209 | ) |  |  |  | Total | ═ | 4272.07 | Cft
[10 empty] | Work done paid Qty: |  |  |  | ═ | 1852 | Cft
|  |  |  | Work to be done |  |  | ( | 4272.07 | - | 1852 | ) |  |  | ═ | 2420.07 | Cft
05. | Erection and removal of centering for R.C.C or plain cement……
Entire Measurement
| Bath/Office/H/W | 3 | × | 2 | × | 3.00 | × | 1.50 | [5 empty] | ═ | 27 | Cft
|  | 1 | × | 2 | × | 4.25 | × | 1.50 | [5 empty] | ═ | 12.75 | Cft
|  | 3 | × | 2 | × | 11.42 | × | 1.50 | [5 empty] | ═ | 102.78 | Cft
|  | 1 | × | 2 | × | 15.12 | × | 1.50 | [5 empty] | ═ | 45.36 | Cft
|  | 1 | × | 2 | × | 13.96 | × | 1.50 | [5 empty] | ═ | 41.88 | Cft
|  | 1 | × | 2 | × | 22.25 | × | 1.50 | [5 empty] | ═ | 66.75 | Cft
| V/W | 1 | × | 2 | × | 12.21 | × | 1.50 | [5 empty] | ═ | 36.63 | Cft
|  | 1 | × | 2 | × | 8.83 | × | 1.50 | [5 empty] | ═ | 26.49 | Cft
|  | 2 | × | 2 | × | 8.25 | × | 1.50 | [5 empty] | ═ | 49.5 | Cft
| Above/Footing H/W | 2 | × | 2 | × | 43.50 | × | 5.50 | [5 empty] | ═ | 957 | Cft
|  | 2 | × | 2 | × | 17.00 | × | 5.50 | [5 empty] | ═ | 374 | Cft
|  | 1 | × | 2 | × | 6.00 | × | 5.50 | [5 empty] | ═ | 66 | Cft
|  | 1 | × | 2 | × | 35.75 | × | 5.50 | [5 empty] | ═ | 393.25 | Cft
|  | 1 | × | 2 | × | 6.00 | × | 5.50 | [5 empty] | ═ | 66 | Cft
|  | 1 | × | 2 | × | 98.50 | × | 5.50 | [5 empty] | ═ | 1083.5 | Cft
| V/W | 2 | × | 2 | × | 32.00 | × | 5.50 | [5 empty] | ═ | 704 | Cft
|  | 2 | × | 2 | × | 8.75 | × | 5.50 | [5 empty] | ═ | 192.5 | Cft
|  | 2 | × | 2 | × | 28.50 | × | 5.50 | [5 empty] | ═ | 627 | Cft
|  | 1 | × | 2 | × | 12.75 | × | 5.50 | [5 empty] | ═ | 140.25 | Cft
|  | 1 | × | 2 | × | 5.00 | × | 5.50 | [5 empty] | ═ | 55 | Cft
|  | 1 | × | 2 | × | 5.00 | × | 5.50 | [5 empty] | ═ | 55 | Cft
[13 empty] | Total | ═ | 5122.64 | Cft
Deduction
| P/Col: | 20 | × | 2 | × | 1.75 | × | 5.50 | [5 empty] | ═ | 385 | Cft
| P/Col: | 3 | × | 2 | × | 1.00 | × | 5.50 | [5 empty] | ═ | 33 | Cft
[13 empty] | Total | ═ | 418 | Cft
|  |  | NET QTY: |  | ( | 5122.64 | ─ | 418 | ) |  |  |  | Total | ═ | 4704.64 | Cft
[10 empty] | Work done paid Qty: |  |  |  | ═ | 3818 | Cft
|  |  |  | Work to be done |  |  | ( | 4704.64 | - | 3818 | ) |  |  | ═ | 886.64 | Cft
06. | Filling, watering and ramming earth in floor with surplus earth….
Entire Measurement
|  | 2/3 Qty as item No.01 | [7 empty] | 10216.999 | Cft
[5 empty] | ( | 2/3 | × | 10216.999 | ) |  |  |  | Total | ═ | 6804.5213 | Cft
0.666
[10 empty] | Work done paid Qty: |  |  |  | ═ | 2122 | Cft
|  |  |  | Work to be done |  |  | ( | 6804.5213 | - | 2122 | ) |  |  | ═ | 4682.5213 | Cft
07. | C.C Brick/Stone ballast 1-1/2" to 2" gauge Ratio (1:5:10)…..
Entire Measurement
| Hall | 1 | × | 40.00 | × | 20.00 | × | 0.50 | [5 empty] | ═ | 400 | Cft
| Bath | 2 | × | 6.00 | × | 4.17 | × | 0.50 | [5 empty] | ═ | 25.02 | Cft
| Office | 1 | × | 10.00 | × | 8.75 | × | 0.50 | [5 empty] | ═ | 43.75 | Cft
| Verandah | 1 | × | 24.00 | × | 8.75 | × | 0.50 | [5 empty] | ═ | 105 | Cft
| Hall | 1 | × | 35.75 | × | 18.00 | × | 0.50 | [5 empty] | ═ | 321.75 | Cft
| Lobby | 1 | × | 17.00 | × | 10.00 | × | 0.50 | [5 empty] | ═ | 85 | Cft
| B/S | 2 | × | 6.00 | × | 6.00 | × | 0.50 | [5 empty] | ═ | 36 | Cft
| Stairs | 1 | × | 10.00 | × | 12.75 | × | 0.50 | [5 empty] | ═ | 63.75 | Cft
[13 empty] | Total | ═ | 1080.27 | Cft
[10 empty] | Work done paid Qty: |  |  |  | ═ | 710 | Cft
|  |  |  | Work to be done |  |  | ( | 1080.27 | - | 710 | ) |  |  | ═ | 370.27 | Cft
08. | Pacca brick work in Foundation…..
| Steps | 1 | × | 15.50 | × | 5.00 | × | 0.83 | [5 empty] | ═ | 64.325 | Cft
|  | 1 | × | 15.50 | × | 4.00 | × | 0.50 | [5 empty] | ═ | 31 | Cft
|  | 1 | × | 15.50 | × | 3.00 | × | 0.50 | [5 empty] | ═ | 23.25 | Cft
|  | 1 | × | 15.50 | × | 2.00 | × | 0.50 | [5 empty] | ═ | 15.5 | Cft
|  | 1 | × | 15.50 | × | 1.00 | × | 0.50 | [5 empty] | ═ | 7.75 | Cft
[13 empty] | Total | ═ | 141.825 | Cft
09. | Fabrication of mild steel reinforcement for cement concrete i/c cutting……
Tower Roof
| M/B 1/2" φ | 1 | × | 37 | × | 18.50 | × | 0.67 | [5 empty] | ═ | 458.615 | Lbs
| R/B 3/8" φ | 1 | × | 25 | × | 12.75 | × | 0.375 | [5 empty] | ═ | 119.5312 | Lbs
| Beam | 2 | × | 4 | × | 19.50 | × | 0.67 | [5 empty] | ═ | 104.52 | Lbs
| M/B 1/2" φ | 2 | × | 4 | × | 13.75 | × | 0.67 | [5 empty] | ═ | 73.7 | Lbs
| R/B 3/8" φ | 1 | × | 78 | × | 2.50 | × | 0.375 | [5 empty] | ═ | 73.125 | Lbs
| M/B 1/2" φ | 1 | × | 55 | × | 2.50 | × | 0.375 | [5 empty] | ═ | 51.5625 | Lbs
| B-9 Stair 5/8" φ | 2 | ×( | 3 | + | 3 | )× | 20.50 | × | 1.042 |  |  |  | ═ | 256.332 | Lbs
| R/B 3/8" φ | 2 | × | 27 | × | 5.67 | × | 0.375 | [5 empty] | ═ | 114.8175 | Lbs
| Chajja Sides 3/8" φ | 1 | × | 3 | × | 34.0 | × | 0.375 | [5 empty] | ═ | 38.25 | Lbs
| Office 3/8" φ | 1 | × | 3 | × | 8.50 | × | 0.375 | [5 empty] | ═ | 9.5625 | Lbs
| Lobby /Sides 3/8" φ | 1 | × | 3 | × | 31.50 | × | 0.375 | [5 empty] | ═ | 35.4375 | Lbs
| Ext: O/Beam 3/8" φ | 2 | × | 34 | × | 5.50 | × | 0.375 | [5 empty] | ═ | 140.25 | Lbs
| Ext: O/Walls F/B 3/8" φ | 2 | × | 30 | × | 4.50 | × | 0.375 | [5 empty] | ═ | 101.25 | Lbs
| Ver:M/B 3/8" φ | 1 | × | 70 | × | 12.0 | × | 0.375 | [5 empty] | ═ | 315 | Lbs
| Ver:R/B 3/8" φ | 1 | × | 12 | × | 41.50 | × | 0.375 | [5 empty] | ═ | 186.75 | Lbs
[14 empty] | ═ | 2078.7033 | Lbs
|  |  |  | 2078.7033 | ÷ | 112 | [7 empty] | ═ | 18.5599 | Cwt
10. | Laying White Marble flooring fine dressed laying mortar (1:2) 1" thick flooring……
Entire Measurement
| Stair case | 1 | × | 17.00 | × | 10.00 | [7 empty] | ═ | 170 | Cft
|  | 1 | × | 12.83 | × | 10.25 | [7 empty] | ═ | 131.5075 | Cft
| Stair | 24 | × | 3.50 | × | 1.50 | [7 empty] | ═ | 126 | Cft
| Chouk | 1 | × | 3.50 | × | 3.50 | [7 empty] | ═ | 12.25 | Cft
| Steps | 1 | × | 10.00 | × | 12.00 | [7 empty] | ═ | 120 | Cft
[13 empty] | Total | ═ | 559.7575 | Cft
[10 empty] | Work done paid Qty: |  |  |  | ═ | 322 | Cft
|  |  |  | Work to be done |  |  | ( | 559.7575 | - | 322 | ) |  |  | ═ | 237.7575 | Cft
11. | P/F 3/8" thick marble tiles of quality & colour shade in dado….
| Stair | 2 | ×( | 17.00 | + | 10.00 | )× | 3.00 | [5 empty] | ═ | 162 | Cft
|  | 2 | × | 12.75 | × | 3.00 | [7 empty] | ═ | 76.5 | Cft
| Steps | 2 | × | 35.00 | × | 0.75 | [7 empty] | ═ | 52.5 | Cft
| F/E | 1 | × | 15.00 | × | 3.00 | [7 empty] | ═ | 45 | Cft
[13 empty] | Total | ═ | 336 | Cft
12. | Laying floor of approved coloured glazed tiles 1/4" thick……
Entire Measurement
| Hall | 1 | × | 40.00 | × | 20.00 | [7 empty] | ═ | 800 | Cft
|  | 2 | ×( | 40.00 | + | 20.00 | )× | 10.00 | [5 empty] | ═ | 1200 | Cft
| Bath | 2 | × | 6.00 | × | 4.17 | [7 empty] | ═ | 50.04 | Cft
|  | 2 | × | 2 | ×( | 6.00 | + | 4.17 | )× | 7.00 |  |  |  | ═ | 284.76 | Cft
| Office | 1 | × | 10.00 | × | 8.75 | [7 empty] | ═ | 87.5 | Cft
|  | 2 | ×( | 10.00 | + | 8.75 | )× | 0.17 | [5 empty] | ═ | 6.375 | Cft
| Verandah | 1 | × | 25.00 | × | 8.75 | [7 empty] | ═ | 218.75 | Cft
|  | 2 | ×( | 25.00 | + | 8.75 | )× | 0.67 | [5 empty] | ═ | 45.225 | Cft
| Hall | 1 | × | 35.75 | × | 18.00 | [7 empty] | ═ | 643.5 | Cft
|  | 2 | ×( | 35.75 | + | 18.00 | )× | 10.00 | [5 empty] | ═ | 1075 | Cft
| Bath | 2 | × | 6.00 | × | 6.00 | [7 empty] | ═ | 72 | Cft
|  | 2 | × | 2 | ×( | 6.00 | + | 6.00 | )× | 7.00 |  |  |  | ═ | 336 | Cft
[13 empty] | Total | ═ | 4819.15 | Cft
Deduction:
| M/D | 2 | × | 5.00 | × | 7.00 | [7 empty] | ═ | 70 | Cft
| D1 | 1 | × | 4.00 | × | 7.00 | [7 empty] | ═ | 28 | Cft
| D2 | 1 | × | 3.50 | × | 7.00 | [7 empty] | ═ | 24.5 | Cft
| D3 | 4 | × | 2.50 | × | 7.00 | [7 empty] | ═ | 70 | Cft
| W | 7 | × | 6.00 | × | 4.00 | [7 empty] | ═ | 168 | Cft
| W1 | 1 | × | 4.00 | × | 4.00 | [7 empty] | ═ | 16 | Cft
| W2 | 2 | × | 4.00 | × | 4.00 | [7 empty] | ═ | 32 | Cft
[13 empty] | Total | ═ | 408.5 | Cft
|  |  | NET QTY: |  | ( | 4819.15 | ─ | 408.5 | ) |  |  |  | Total | ═ | 4410.65 | Cft
[10 empty] | Work done paid Qty: |  |  |  | ═ | 2329 | Cft
|  |  |  | Work to be done |  |  | ( | 4410.65 | - | 2329 | ) |  |  | ═ | 2081.65 | Cft
13. | Cement Plaster 1:4 upto 20'ft: height 3/8" thick…...
Entire Measurement
(a) Inside
| Ref-Hall | 1 | × | 2 | ×( | 40.00 | + | 20.00 | )× | 12.00 |  |  |  | ═ | 1440 | Sft
| Office | 1 | × | 2 | ×( | 10.00 | + | 8.75 | )× | 12.00 |  |  |  | ═ | 450 | Sft
| B/Room | 2 | × | 2 | ×( | 6.00 | + | 4.17 | )× | 12.00 |  |  |  | ═ | 488.16 | Sft
| Verandah | 1 | × | 2 | ×( | 22.00 | + | 8.75 | )× | 12.00 |  |  |  | ═ | 738 | Sft
| Reading hall | 1 | × | 2 | ×( | 35.75 | + | 18.00 | )× | 12.00 |  |  |  | ═ | 1290 | Sft
| Lobby & Stair hall | 1 | × | 2 | ×( | 17.00 | + | 10.00 | )× | 12.00 |  |  |  | ═ | 648 | Sft
| Tower inside | 1 | × | 2 | ×( | 12.00 | + | 7.00 | )× | 9.00 |  |  |  | ═ | 342 | Sft
| B/Room | 2 | × | 2 | ×( | 6.00 | + | 6.00 | )× | 12.00 |  |  |  | ═ | 576 | Sft
[13 empty] | Total | ═ | 5972.16 | Sft
Deduction:
| Verandah opening | 4 | × | 8.00 | × | 7.50 | [7 empty] | ═ | 240 | Sft
| D1 | 2 | × | 4.00 | × | 8.50 | [7 empty] | ═ | 68 | Sft
| D2 | 1 | × | 3.50 | × | 8.50 | [7 empty] | ═ | 29.75 | Sft
| D-4 | 1 | × | 3.00 | × | 7.17 | [7 empty] | ═ | 21.51 | Sft
| D3 | 4 | × | 2.50 | × | 7.00 | [7 empty] | ═ | 70 | Sft
| W | 9 | × | 6.00 | × | 5.50 | [7 empty] | ═ | 297 | Sft
| W-1 | 2 | × | 4.00 | × | 5.50 | [7 empty] | ═ | 44 | Sft
| W2 | 3 | × | 2.50 | × | 5.50 | [7 empty] | ═ | 41.25 | Sft
| V | 4 | × | 2.50 | × | 1.50 | [7 empty] | ═ | 15 | Sft
[13 empty] | Total | ═ | 826.51 | Sft
|  |  | NET QTY: |  | ( | 5972.16 | ─ | 826.51 | ) |  |  |  | Total | ═ | 5145.65 | Sft
(b) Outside
| Left side o/o | 1 | × | 31.00 | × | 15.50 | [7 empty] | ═ | 480.5 | Sft
| Below Plinth | 1 | × | 31.25 | × | 3.50 | [7 empty] | ═ | 109.375 | Sft
| Back side | 1 | × | 48.17 | × | 15.50 | [7 empty] | ═ | 746.635 | Sft
|  | 1 | × | 11.50 | × | 15.50 | [7 empty] | ═ | 178.25 | Sft
|  | 1 | × | 32.83 | × | 15.50 | [7 empty] | ═ | 508.865 | Sft
|  | 1 | × | 9.00 | × | 15.50 | [7 empty] | ═ | 139.5 | Sft
|  | 1 | × | 18.50 | × | 15.50 | [7 empty] | ═ | 286.75 | Sft
| Below Plinth | 1 | × | 122.00 | × | 3.50 | [7 empty] | ═ | 427 | Sft
| Right Side | 1 | × | 28.50 | × | 15.50 | [7 empty] | ═ | 441.75 | Sft
| Below plinth | 1 | × | 28.50 | × | 3.50 | [7 empty] | ═ | 99.75 | Sft
| Front Side | 1 | × | 17.75 | × | 15.50 | [7 empty] | ═ | 275.125 | Sft
| Below Plinth | 1 | × | 17.75 | × | 3.50 | [7 empty] | ═ | 62.125 | Sft
| R/Hall o/side | 1 | × | 32.83 | × | 15.50 | [7 empty] | ═ | 508.865 | Sft
| Below Plinth | 1 | × | 32.83 | × | 3.50 | [7 empty] | ═ | 114.905 | Sft
[13 empty] | Total | ═ | 4379.395 | Sft
|  |  |  | G.Total (A+B) |  |  | ( | 5145.65 | + | 4379.395 | ) |  | Total | ═ | 9525.045 | Sft
[10 empty] | Work done paid Qty: |  |  |  | ═ | 2061 | Sft
|  |  |  | Work to be done |  |  | ( | 9525.045 | - | 2061 | ) |  |  | ═ | 7464.045 | Sft
14. | S/F in position Aluminium channels framing for hinged doors…….
Entire Measurement
| D-1 | 4 | × | 5.00 | × | 8.50 | [7 empty] | ═ | 170 | Sft
| D-2 | 4 | × | 4.00 | × | 8.00 | [7 empty] | ═ | 128 | Sft
[13 empty] | Total | ═ | 298 | Sft
[10 empty] | Work done paid Qty: |  |  |  | ═ | 266 | Sft
|  |  |  | Work to be done |  |  | ( | 298 | - | 266 | ) |  |  | ═ | 32 | Sft
15. | S/F False ceiling of plaster of pairs, in pannels, i/c making frame….
Entire Measurement
| Reference Hall | 1 | × | 36.00 | × | 18.00 | [7 empty] | ═ | 648 | Sft
| Office | 1 | × | 8.00 | × | 6.75 | [7 empty] | ═ | 54 | Sft
| Verandah | 1 | × | 20.00 | × | 6.75 | [7 empty] | ═ | 135 | Sft
| Reading Hall | 1 | × | 33.75 | × | 16.00 | [7 empty] | ═ | 540 | Sft
[13 empty] | Total | ═ | 1377 | Sft
[10 empty] | Work done paid Qty: |  |  |  | ═ | 832 | Sft
|  |  |  | Work to be done |  |  | ( | 1377 | - | 832 | ) |  |  | ═ | 545 | Sft
16. | Primary coat of chalk under distemper……
Roof ceilling
| Reference Hall | 1 | × | 40.00 | × | 20.00 | [7 empty] | ═ | 800 | Sft
| Office | 1 | × | 10.00 | × | 8.75 | [7 empty] | ═ | 87.5 | Sft
| Bath | 2 | × | 6.00 | × | 4.17 | [7 empty] | ═ | 50.04 | Sft
| verandah | 1 | × | 22.50 | × | 8.75 | [7 empty] | ═ | 196.875 | Sft
| Reading Hall | 1 | × | 35.75 | × | 18.00 | [7 empty] | ═ | 643.5 | Sft
| Lobby | 1 | × | 17.00 | × | 12.00 | [7 empty] | ═ | 204 | Sft
| Below Satair | 2 | × | 5.00 | × | 5.00 | [7 empty] | ═ | 50 | Sft
|  | 2 | × | 10.00 | × | 5.00 | [7 empty] | ═ | 100 | Sft
|  | 1 | × | 7.00 | × | 5.00 | [7 empty] | ═ | 35 | Sft
| Bath/Store | 2 | × | 6.00 | × | 6.00 | [7 empty] | ═ | 72 | Sft
| Tower | 1 | × | 17.00 | × | 12.00 | [7 empty] | ═ | 204 | Sft
[13 empty] | Total | ═ | 2442.915 | Sft
17. | Preparing the surface and painting with matt finish…...
|  | Same Qty as Item No.13 (a) | [10 empty] | Total | ═ | 5145.65 | Sft
18. | Weather coat
|  | Same Qty as Item No.13-B | [11 empty] | ═ | 4379.395 | Sft
19. | P/F Colour Create to wall surface…...
|  | Same Qty as Item No.13 (b) | [10 empty] | Total | ═ | 4379.395 | Sft
20. | Distempering two coats with 1st coat over primary coat 3 coats….
|  | Same Qty as Item No.19 | [10 empty] | Total | ═ | 2442.915 | Sft
21. | P/L C.C. Topping 2" thick (1:2:4)…
Entire Measurement
| Ref:H/Off/Ver | 1 | × | 40.75 | × | 30.25 | [7 empty] | ═ | 1232.6875 | Sft
| Read:H | 1 | × | 36.75 | × | 18.75 | [7 empty] | ═ | 689.0625 | Sft
| lobby | 1 | × | 17.75 | × | 12.75 | [7 empty] | ═ | 226.3125 | Sft
| Tower /O-H-Wt | 1 | × | 17.00 | × | 12.00 | [7 empty] | ═ | 204 | Sft
| Bath /Top Slab | 1 | × | 18.50 | × | 13.50 | [7 empty] | ═ | 249.75 | Sft
[13 empty] | Total | ═ | 2601.8125 | Sft
[10 empty] | Work done paid Qty: |  |  |  | ═ | 2492 | Sft
|  |  |  | Work to be done |  |  | ( | 2601.8125 | - | 2492 | ) |  |  | ═ | 109.8125 | Sft
22. | Cement Plaster 1:2 upto 20' height 3/4" thick……
| Inside O.H.W.T | 1 | × | 2 | ×( | 17.00 | + | 12.00 | )× | 4.00 |  |  |  | ═ | 232 | Sft
23. | P/F iron steel grill using solid square bars……
Entire Measurement
| W | 4 | × | 6.50 | × | 6.00 | [7 empty] | ═ | 156 | Sft
| W1 | 1 | × | 4.50 | × | 6.50 | [7 empty] | ═ | 29.25 | Sft
| W2 | 1 | × | 3.00 | × | 6.00 | [7 empty] | ═ | 18 | Sft
| V | 4 | × | 3.00 | × | 2.00 | [7 empty] | ═ | 24 | Sft
| Hand Rail | 1 | × | 25.00 | × | 3.00 | [7 empty] | ═ | 75 | Sft
[13 empty] | Total | ═ | 302.25 | Sft
[10 empty] | Work done paid Qty: |  |  |  | ═ | 227 | Sft
|  |  |  | Work to be done |  |  | ( | 302.25 | - | 227 | ) |  |  | ═ | 75.25 | Sft
24. | P/F Iron Collapsible Gate with channel framing…….
|  | 1 | × | 8.00 | × | 10.00 | [7 empty] | ═ | 80 | Sft
|  | 1 | × | 4.00 | × | 8.00 | [7 empty] | ═ | 32 | Sft
[13 empty] | Total | ═ | 112 | Sft
25. | Supplying, bitumen, sythetic water proof sheet……
|  | Same Qty as Item No.26 | [10 empty] | Total | ═ | 2601.8125 | Sft
26. | Glazed tile 1/4" thick dado……
Entire Measurement
| Bath Room | 2 | × | 2 | ×( | 6.00 | + | 4.17 | )× | 5.00 |  |  |  | ═ | 203.4 | Sft
|  | 2 | × | 2 | ×( | 6.00 | + | 6.00 | )× | 5.00 |  |  |  | ═ | 240 | Sft
[13 empty] | Total | ═ | 443.4 | Sft
[10 empty] | Work done paid Qty: |  |  |  | ═ | 418 | Sft
|  |  |  | Work to be done |  |  | ( | 443.4 | - | 418 | ) |  |  | ═ | 25.4 | Sft
27. | Hard railling
|  | 1 | × | 2 | × | 25.00 | [7 empty] | ═ | 50 | Rft
[10 empty] | Work done paid Qty: |  |  |  | ═ |  | Rft
[13 empty] | Total | ═ | 50 | Rft
28. | Painting new surface doors & windows any type 3 coats….
|  | Same Qty as Item No.26 | [10 empty] | Total | ═ | 302.25 | Sft
|  | Same Qty as Item No.27 | [10 empty] | Total | ═ | 112 | Sft
[13 empty] | Total | ═ | 414.25 | Sft
29. | 1st Class deodar wood wire gauze….
| V | 4 | × | 2.50 | × | 1.50 | [7 empty] | ═ | 15 | Sft
| D | 4 | × | 2.50 | × | 7.00 | [7 empty] | ═ | 70 | Sft
[13 empty] | Total | ═ | 85 | Sft
SUB-ENGINEER |  |  |  |  | ASSISSTANT ENGINEER | [7 empty] | EXECUTIVE ENGINEER
BUILDINGS SUB-DIVISION |  |  |  |  | BUILDINGS SUB-DIVISION | [7 empty] | BUILDINGS DIVISION
TANDO MOHAMMAD KHAN |  |  |  |  | TANDO MOHAMMAD KHAN | [7 empty] | TANDO MOHAMMAD KHAN

## (R)Abstract Sheet
ABSTRACT SHEET
#REF!
PART-A "WORK TO BE DONE OF MAIN BUILDING (CIVIL WORK)"
S.No. | Name of Items | Quantity |  | Rate (Rs.) | Unit | Amount (Rs.)
01. | Excavation in foundation of Bldg: bridges & other structures i/c dagbelling dressing refilling around str:with excavated earth watering & ramming lead upto 5 ft in ordanary siol (S.I.No.18(b)/P-5) | 3849.999 | Cft | 1306.8 | %OCft | 5031.1787
02 | C.C Brick or stone ballast 1-1/2" to 2" gauge Ratio 1:4:8 (S.I. No:4(b)/P-17) | 193.6999 | Cft. | 3584.1 | %Cft | 6942.3981
03 | RCC work 1:2:4 i/c all labour and material except the cost of steel reinf: & its labour for bending & binding which will be paid separately. This rate also i/cs all kinds of forms moulds lifting shuttering curing rendering and finishing the exposed surface (i/c screening & washing of shingle) (a) RCC work in roof slabs beams, coloumns, rafts lintels and other structural members laid in situ or precast laid in position complete in all respects.(SI No:6(a) P-18/19) | 92 | Cft | 114 | P.Cft | 10488
04. | C.C plain i/c placing compacting finishing & curing complete (i/c screening & washing of stone aggregate without shuttering) ratio 1:3:6 (SI No:5(h) P-18) | 2420.07 | Cft. | 5001.7 | %Cft | 121044.6412
05. | Erection and removal of centering for R.C.C or plain cement concrete works of Deodar wood (2nd class). (ii) vertical. (S.I No: 18(b)(ii) P. 21) | 886.64 | Sft. | 1405.75 | %Sft. | 12463.9418
06. | Filling, watering and ramming earth in floor with surplus earth from foundation lead upto one chain & lift upto 5'ft: (S.I. No:21/P-5) | 4682.5213 | Cft | 641.3 | %0Cft | 3002.9009
07. | C.C Brick or stone ballast 1-1/2" to 2" gauge Ratio 1:5:10 (S.I. No:4(c)/P-17) | 370.27 | Cft. | 3213.95 | %Cft | 11900.2927
08. | P.B.Work in foundation & Plinth C.Sand Mortar 1:6 (S.I.4 P.25) | 141.825 | Cft | 3865.15 | %Cft | 5481.749
09. | Fabrication of mild steel reinforcement for cement concrete i/c cutting bending laying in position making of joints and fastenings i/c cost of binding wire (also i/cs removal of rust from bars)[(a)Mild bars.(S.I.No:7(ii)(a)/P-20){(b)Tor bars.(S.I.No:7(ii)(b)/P-20)}]
|  | 18.5599 | Cwt | 2772.55 | P.Cwt | 51458.1134
10. | Laying White Marble flooring fine dressed in the surface without wining set in laying mortar 1:2 i/c rubbing and polishing 1" thick flooring (S.I.No.28(a)/P-49) | 237.7575 | P.Sft | 148.06 | P.Sft | 35202.3754
11. | Providing & Fixing 3/8" thick marble tiles of approved quality and colour shade 8"x4/6"x4" in dado skarting and facing removal / tucking of existing plaster surface etc our 1/2" thick base of cement mortar 1:3 seting mortar base i/c filling the joints and washing the tiles with white cement finishing cleaning and polishing etc complete for new work (S.I.No.68(1)/P-55) | 336 | P.Sft | 74.65 | P.Sft | 25082.4
12. | Providing & laying tiles glazed 6"x6"x1/4" on floor or walls facing in required colour and pattern of STILE specification jointed in white cement and pigment over a base of 1:2 grey cement mortar 3/4" thick i/c washing and filling of joints with slurry of white cement and pigment in desired shape with finishing cleaning and cost of wax polish etc, complete i/c cutting tiles to proper profile. (SI No:60 P-53) | 2081.65 | Sft. | 13663.35 | %Sft. | 284423.1253
13 | Cement plaster 1:4 upto 20'ft: height 3/8" thick.(S.I.No:11(a)/P-58) | 7464.045 | Sft. | 536.14 | %Sft. | 40017.7309
14. | S/F in position Aluminium channels framing for hinged doors or Alcop made with 5mm thick tinted glass glazing (Belgium) and Alpha (Japan) locks i/c handles, stoppers etc (b) Deluxe model (Bronze) (S.I.No:83(b)/P-114) | 32 | Sft | 601.62 | P.Sft | 19251.84
15. | S/F False ceiling of plaster of pairs, in pannels, i/c making frame, work of deodar wood i/c painting with Soligia paint. (SI No:52 P-72) | 545 | Sft. | 10630.26 | %Sft. | 57934.917
16. | Primary coat of chalk under distemper. (S.I.No:23/P-59) | 2442.915 | Sft. | 58.85 | %Sft. | 1437.6555
17. | Preparing the surface and painting with matt finish i/c rubbing the surface with Bathy (Silicon carbide rubbing brick) filling the voids with zink / chalk / plaster of paris mixture, applying first coat premix making the surface smooth and then painting 3 coats with matt finish of approved make etc: complete.(New Surface). (S.I. No. 36 P. 61). | 5145.65 | Sft. | 1433.03 | %Sft. | 73738.7082
18. | PNS & painting with weather coat i/c rubbing the surface with rubbing brick/ sand paper filling the voids with chalk / plaster or paris and then painting with weather coat of approved make three coats.(SI No:38 P-61) | 4379.395 | Sft | 1085.11 | %Sft | 47521.2531
19. | Providing & fixing colour create to wall surface to provide, durable crust and aesthetics having thickness upto 3/4" with specified colour having water, fire and termite resistance ( upto 20' - 0 height)(S.I.No.44./P-63). | 4379.395 | Sft. | 3137.3 | %Sft. | 137394.7593
20. | Distempering two coats with 1st coat over primary coat 3 coats (S.I.No.24 a+b /P-60) | 2442.915 | Sft. | 357.61 | %Sft. | 8736.1083
21. | Providing & laying 1" thick topping cement concrete (1:2:4) i/c surface finishing & dividing into panels. (S.I.No:16/P-47).
| 2" thick | 109.8125 | Sft. | 1396.67 | %Sft. | 1533.7182
22. | Cement Plaster 1:2 upto 20' height 3/4" thick (on walls and columns).(S.I.No.9(c) /P-58) | 232 | Sft | 945.34 | %Sft | 2193.1888
23. | P/F iron steel grill using solid square bars of size 1/2"x1/2" placed at 4" i/c and frame of flate iron patti of 1" x 3/8" i/c circle shape fitted with screws or pins i/c paiting 3 coats with 1st of red oxide paint etc(Refer R.A.No.01) | 75.25 | Sft | 348.99 | P.Sft | 26261.4975
24. | P/F iron collapsible Gate with channel framing of section 3/4" x 5/16" at 4" i/c revitted with 3/4" x 4/8" flat iron patti placed diagonally and provided with top and bottom T-Section 1" x 1" 1/8" along with arrangement and fixing in floor / ceiling or wall etc. complete ( S.I No. 32 P - 99 ) | 112 | Sft | 225.5 | P.Sft | 25256
25. | Supplying, bitumen, sythetic water proof sheet,laying with bitu-pole 01 emulsion on top of RCC Slab and sand blinded 1Cft over with 50lbs bitumen etc complete.(Refer R.A.No.02) | 2601.8125 | P.Sft | 65 | P.Sft | 169117.8125
26. | Glazed tiles Dado 1/4" thick laid in pigment over 1:2 cement sand mortar 3/4" thick i/c finishing. (SI No:38 P-50) | 25.4 | Sft. | 10719.12 | %Sft. | 2722.6565
27. | Hard wood railling of any shape and design i/c bends and corners fixed in position i/c polishing complete as directed.{(a) Shisham wood} | 50 | Rft | 183.37 | P.Rft | 9168.5
28. | PNS & Painting of doors & windows any type (i/c edges) 3-coats (SI No:76(c) P.77) | 414.25 | Sft. | 978.95 | %Sft. | 4055.3004
29. | Galvanized wire gauze fixed to chowkats with 3/4" thick deodar stips and screws (SI No:14(d) P-67) | 85 | Sft | 61.33 | P.Sft | 5213.05
| P/F angle iron vertical posts for barbed wire fencing of size 2"x2" 1/4" embeded in RCC / Masonary pillars i/c making cuts / holes @ 12" i/c fixing in pillars by chiseling and filling the with cement sand mortar repairing and finishing the surface (S.I No:8/P-94) | 0 | Rft | 169.18 | P.Rft | 0
| Two coats of bitumen laid hot using 34-lbs: for %sft. Over roof and blinded with sand at one Cft per %sft. (SI No:13/P-34) | 0 | Sft | 1887.4 | %Sft. | 0
| Providing & laying single per layer of polythene sheet 0.13mm thick for water proffing as per specification and instruction of Engineer incharge. (SI No:38/P-37) | 0 | Rft | 169.18 | P.Rft | 0
| Providing & laying bitumen felt paper of 60-lbs: over roof i/c cleaning of roof with wire brush and removing dust, applying bitumen coat at the rate of 34-lbs: per %sft. As premix inter coats and then laying felt paper with 10% over laps, then applying and spreading hill sand at the rate of 1-cft, for 100 sft, the cost also i/c necessary fire material, kerosene oil, wood etc. (SI No:41/P-37) | 0 | Rft | 54.7 | P.Rft | 0
| P/F deodar Almirah 9"-12" depth i/c boxing with back shelves shutters brass fitting etc complete (SI No:23/P-60) | 0 | Sft | 1778.5 | P.Sft | 0
|  | Total Amount |  |  |  | 1204075.8126 | /=
|  | Add 25.20% Premium |  |  |  | 303427.1048 | /=
|  |  | Total |  |  | 1507502.9174 | /=
Esclation of Febrication
|  | 0.92799 | @ 32000 | P/Ton |  | 29695.7607 | /=
Esclation of Bricks
|  | 1915 | @3300 | P/1000 |  | 6319.5 | /=
Esclation of Cement
|  | 439 | @ 195 | P/Bag |  | 85605 | /=
Diff:of Wood
|  | 25.59 | @1900 | P.Cft |  | 48621 | /=
|  | Grand Total |  |  |  | 1677744.1782 | /=
| SUB-ENGINEER ASSISSTANT ENGINEER |  |  | EXECUTIVE ENGINEER
| BUILDINGS SUB-DIVISION BUILDINGS SUB-DIVISION |  |  | BUILDINGS DIVISION
| TANDO MOHAMMAD KHAN TANDO MOHAMMAD KHAN |  |  | TANDO MOHAMMAD KHAN
GENERAL ABSTRACT
| PART "A" | #REF! | /=
| PART "B" | #REF! | /=
| PART "C" | #REF! | /=
| PART "D" | #REF! | /=
| G.TOTAL | #REF! | /=

## Ext Devlp Abstract
ABSTRACT SHEET
Name of Work: - Constt: of Mukhtiarkar Office & Judicial Lockup i/c DDO (Revenue) at Tando Ghulam Hyder District T.M.Khan (Internal W/S & S/F).
PART-D "EXTERNAL DEVELOPMENT"
S.No. | Name of Items | Quantity |  | Rate (Rs.) | Unit | Amount (Rs.)
01. | Filling, watering and ramming earth under floor with new earth (excavated from outside) lead upto one chain & lift upto 5'ft:(S.I.No:22/P-5) | 15563 | Cft | 1488.3 | %0Cft | 23162.4129
02. | Extra lead of 3 miles | 15563 | Cft | 5794.1 | %0Cft | 90173.5783
03. | Excavation in foundation of Bldg: bridges & other structures i/c dagbelling dressing refilling around str:with excavated earth watering & ramming lead upto 5 ft in ordanary siol (S.I.No.18(b)/P-5) | 812 | Cft | 1306.8 | %OCft | 1061.1216
04. | P.B.Work in foundation & Plinth C.Sand Mortar 1:6 (S.I.No.4/P-25) | 669.64 | Cft | 3865.15 | %Cft | 25896
05. | Cement plaster 1:6 upto 20'ft: height 1/2" thick.(S.I.No:13(b)/P-58) | 1284 | Sft. | 531.41 | %Sft. | 6823.3044
06. | Cement plaster 1:4 upto 20'ft: height 3/8" thick.(S.I.No:11(a)/P-58) | 1284 | Sft. | 536.14 | %Sft. | 6884.0376
07. | C.C Brick or stone ballast 1-1/2" to 2" gauge Ratio 1:4:8 (S.I. No:4(b)/P-17) | 1126.75 | Cft. | 3584.1 | %Cft | 40393
08. | Providing & laying topping cement concrete (1:2:4) i/c surface finishing & dividing into panels. (S.I.No:16/P-47).
| (a)3" thick | 1847.5 | Sft. | 1820.23 | %Sft. | 33639
09. | M/F steel grated doors with 1/16" thick sheeting i/c angle iron frame 2"x2"x3/8" and 3/4" square bars 4" centre to centre with locking arrangement. (S.I No:24 P.97) | 76 | Sft | 385.76 | P.Sft | 29317.76
10. | S/F in position iron steel grill of 3/4"x1/4" size flate iron of approved design i/c painting 3-coats etc complete (weight not to be less than 3.7 Lbs: / square foot of finished grill) (SI No. 26 P.97) | 57 | Sft | 115.47 | P.Sft | 6581.79
|  | Total Amount |  |  |  | 173758.4265 | /=
|  | Add Amount of Cartage |  |  |  | 60082.2391 | /=
|  | Add 20% Premium (Except Item No.02) |  |  |  | 46768.1331 | /=
|  |  | Total |  |  | 370782.377 | /=
Diff:of cement
|  | 227 | @ 205 | P/Bag |  | 46535 | /=
Diff:of Bricks
|  | 9040 | @3800 | P/1000 |  | 34352 | /=
|  | Grand Total |  |  |  | 451669.377 | /=
| SUB-ENGINEER ASSISSTANT ENGINEER |  |  | EXECUTIVE ENGINEER
| BUILDINGS SUB-DIVISION BUILDINGS SUB-DIVISION |  |  | BUILDINGS DIVISION
| TANDO MOHAMMAD KHAN TANDO MOHAMMAD KHAN |  |  | TANDO MOHAMMAD KHAN

## Rate Analysis (R.A.A)
(Rate Analysis)
#REF!
PART-D "EXTERNAL DEVELOPMENT"
Cartage of Hill Sand from Bolahri Quarry to Site of work
[6 empty] | M | F |  | 1 Mile = 8 Furlog
| 01. From Quarry to N.H.Way. |  |  |  |  | 3 | 0 |  | 1Furlong = 660 foot
| 02. From Quarry to 113/0 122/0 of N.H.Way. |  |  |  |  | 9 | 0
| 03. From 0/0 4/4 of Hyd: Ring Road. |  |  |  |  | 4 | 4
| 04. From 2/0 21/4 of Hyd:T.M.Khan. |  |  |  |  | 19 | 4
| 05. From 0/0 0/0 T.M.Khan to Site. |  |  |  |  | 0 | 0
[5 empty] | Total | 35 | 8 | 1
[5 empty] | Say total | 36 |  | 36
Lead
| 01. Carriage of 1st 6 miles |  |  |  | Rs:- | 771.96
| 02. Remaining |  | 30 | miles
|  | @Rs. | 32.56 | per %cft | Rs:- | 976.8
[5 empty] | Total | 1748.76 |  |  |  | 1748.76
Cartage of Stone Metal from Onger to Site of work
[6 empty] | M | F
| 01. From Quarry to N.H.way. |  |  |  |  | 3 | 0
| 02. From Quarry to 103/0 122/0 of N.H.Way. |  |  |  |  | 19 | 0
| 03. From 0/0 4/4 of Hyd: Ring Road. |  |  |  |  | 4 | 4
| 04. From 2/0 21/4 of Hyd:T.M.Khan. |  |  |  |  | 19 | 4
| 05. From 0/0 0/0 T.M.Khan to Site. |  |  |  |  | 0 | 0
[5 empty] | Total | 45 | 8 | 1
[5 empty] | Say total | 46 |  | 46
Lead
| 01. Carriage of 1st 6 miles |  |  |  | Rs:- | 771.96
| 02. Remaining |  | 40 | miles
|  | @Rs. | 32.56 | per %Cft | Rs:- | 1302.4
[5 empty] | Total | 2074.36 |  |  |  | 2074.36
Cartage of Bajri from T.M.Khan to Site of work
[6 empty] | M | F
| 01. From Quarry to 14/0 of N.H.way. |  |  |  |  | 14 | 0
| 02. From Quarry 110/40 to 122/0 of N.H.Way. |  |  |  |  | 11 | 4
| 03. From 0/0 4/4 of Hyd: Ring Road. |  |  |  |  | 4 | 4
| 04. From 2/0 21/4 of Hyd:T.M.Khan. |  |  |  |  | 19 | 4
| 05. From 0/0 0/0 T.M.Khan to Site. |  |  |  |  | 0 | 0
[5 empty] | Total | 48 | 12 | 2
[5 empty] | Say total | 50 |  | 50
Lead
| 01. Carriage of 1st 6 miles |  |  |  | Rs:- | 771.96
| 02. Remaining |  | 44 | miles
|  | @Rs. | 32.56 | per %cft | Rs:- | 1432.64
[5 empty] | Total | 2204.6 |  |  |  | 2204.6
Cartage of Cement from Zeal Pak Factory to Site of work
[6 empty] | M | F
| 01. From 2/0 21/4 of Hyd:T.M.Khan. |  |  |  |  | 17 | 4
| 02. From 0/0 0/0 T.M.Khan to Site. |  |  |  |  | 0 | 0
[5 empty] | Total | 17 | 4 | 1
[5 empty] | Say total | 18 |  | 18
Lead
| 01. Carriage of 1st 3 miles |  |  |  | Rs:- | 7.53
| 02. Remaining |  | 15 | miles
|  | @Rs. | 0.6 | per bag | Rs:- | 9
[5 empty] | Total | 16.53 |  |  |  | 16.53
Cartage of Brick from Kilen to Site of work
[6 empty] | M | F
| 01. From Brick Kilen 0/0 5/0 of Tando Fazal Sery Road |  |  |  |  | 5 | 6
| 02. From Sery Road 13/4 to 21/4 of Hyd:T.M.Khan. |  |  |  |  | 8 | 0
| 03. From 0/0 0/0 T.M.Khan to Site. |  |  |  |  | 0 | 0
[5 empty] | Total | 13 | 6 | FALSE
[5 empty] | Say total | 14 |  | 13
Lead
| 01. Carriage of 1st 6 miles |  |  |  | Rs:- | 617.54
| 02. Remaining |  | 8 | miles
|  | @Rs. | 26.05 | per O% Nos. | Rs:- | 208.4
[5 empty] | Total | 825.94 |  |  |  | 825.94
Cartage of Steel from Hyd. City to Site of work
[6 empty] | M | F
| 01. From 2/0 21/4 of Hyd:T.M.Khan. |  |  |  |  | 19 | 4
| 02. From 0/0 25/0 T.M.Khan to Site. |  |  |  |  | 0 | 0
[5 empty] | Total | 19 | 4 | 1
[5 empty] | Say total | 20 |  | 20
Lead
| 01. Carriage of 1st 6 miles |  |  |  | Rs:- | 771.96
| 02. Remaining |  | 14 | miles
|  | @Rs. | 32.56 | per Ton | Rs:- | 455.84
[5 empty] | Total | 1227.8 |  |  |  | 1227.8
SUB-ENGINEER |  |  |  | ASSISTANT ENGINEER |  | EXECUTIVE ENGINEER
BUILDINGS SUB-DIVISION |  |  |  | BUILDINGS SUB DIVISION |  | BUILDINGS DIVISION
TANDO MOHAMMAD KHAN |  |  |  | TANDO MUHAMMAD KHAN |  | TANDO MUHAMMAD KHAN

## Cartage
Material Cartage Satement
#REF!
Sr.# | Description | Qty: | Cement |  | Hill Sand |  | Stone Metal |  | Stone Bajri |  | Steel |  | Bricks
01. | C.C S/Ballast (1:4:8) | 1126.75 | 9.6 | 108.168 | 47.38 | 533.8542 | 96 | 1081.68 | - | - | - | - | - | -
02. | P.B.Work (1:6) in foundation | 669.64 | 3.44 | 23.0356 | 25.7 | 172.0975 | - | - | - | - | - | - | 1350 | 9040.14
03. | C.Plaster (1:6) 1/2" Thick | 1284 | 0.53 | 6.8052 | 4 | 51.36 | - | - | - | - | - | - | - | -
04. | C.Plaster (1:4) 3/8" Thick | 1284 | 0.57 | 7.3188 | 3 | 38.52 | - | - | - | - | - | - | - | -
05. | P/L C.Ctoping 3" thick | 1847.5 | 4.4 | 81.29 | 11 | 203.225 | - | - | 22 | 406.45 | - | - | - | -
06. |  | - | - | - | - | - | - | - | - | - | - | - | - | -
07. |  | - | - | - | - | - | - | - | - | - | - | - | - | -
| Total Quantity: | - | - | 226.6176 | - | 999.0566 | - | 1081.68 | - | 406.45 | - | 0 | - | 9040.14
| Rate as per R.A.A |  |  | 16.53 |  | 1748.76 |  | 2074.36 |  | 2204.6 |  | 1227.8 |  | 825.94
| Amount |  |  | 3745.9892 |  | 17471.1027 |  | 22437.9372 |  | 8960.5967 |  | 0 |  | 7466.6132
| Total Rs |  |  | 60082.2391 |  | /=
SUB-ENGINEER |  |  |  | ASSISSTANT ENGINEER | [6 empty] | EXECUTIVE ENGINEER
BUILDINGS SUB-DIVISION |  |  |  | BUILDINGS SUB-DIVISION | [6 empty] | BUILDINGS DIVISION
TANDO MOHAMMAD KHAN |  |  |  | TANDO MOHAMMAD KHAN | [6 empty] | TANDO MOHAMMAD KHAN

## Ext Devlp
MEASUREMENT SHEET
#REF!
PART-D "EXTERNAL DEVELOPMENT"
S.No. | Description | Measurement | [10 empty] | Quantity
|  | No. |  |  | Length |  | Width |  |  | Height/Depth
01. | Filling, watering and ramming new earth (excavated from outside) & lift upto 5'ft:
|  | 1 | × | 41.00 | × | 9.50 | × | 2.00 |  |  |  | ═ | 779 | Cft
|  | 1 | × | 44.00 | × | 96.00 | × | 3.50 |  |  |  | ═ | 14784 | Cft
[11 empty] | Total | ═ | 15563 | Cft
02. | Excavation in foundation of Bldg: bridges & other structures…..
|  | 1 | × | 2 | × | 96.00 | × | 2.00 | × | 2.00 |  | ═ | 768 | Cft
|  | 1 | × | 1 | × | 11.00 | × | 2.00 | × | 2.00 |  | ═ | 44 | Cft
[11 empty] | Total | ═ | 812 | Cft
03. | P.B.Work in foundation & Plinth 1:6
| For Passage 1st Step | 1 | × | 2 | × | 96.00 | × | 1.50 | × | 0.50 |  | ═ | 144 | Cft
|  | 1 | × | 1 | × | 11.00 | × | 1.50 | × | 0.50 |  | ═ | 8.25 | Cft
| 2nd Step | 1 | × | 2 | × | 96.00 | × | 1.13 | × | 1.00 |  | ═ | 216.96 | Cft
|  | 1 | × | 1 | × | 11.00 | × | 1.13 | × | 1.00 |  | ═ | 12.43 | Cft
| 3rd Step | 1 | × | 2 | × | 96.00 | × | 0.75 | × | 2.00 |  | ═ | 288 | Cft
|  | 1 | × | 1 | × | 11.00 | × | 0.75 | × | 2.00 |  | ═ | 16.5 | Cft
[11 empty] | Total | ═ | 669.64 | Cft
04. | C.C.Plaster 1/2" (1:6) upto 20"….
|  | 2 | × | 2 | × | 96.00 | × | 3.00 |  |  |  | ═ | 1152 | Sft
|  | 2 | × | 2 | × | 11.00 | × | 3.00 |  |  |  | ═ | 132 | Sft
[11 empty] | Total | ═ | 1284 | Sft
05. | C.C.Plaster 3/8" (1:4) upto 20"….
Same Qty as Item No. 04. | [10 empty] | Total | ═ | 1284 | Sft
06. | C.C Brick or stone ballast 1-1/2" to 2" gauge Ratio (1:4:8)…..
|  | 1 | × | 52.00 | × | 9.50 | × | 0.50 |  |  |  | ═ | 247 | Cft
|  | 1 | × | 96.00 | × | 12.00 | × | 0.50 |  |  |  | ═ | 576 | Cft
|  | 1 | × | 6.50 | × | 31.00 | × | 0.50 |  |  |  | ═ | 100.75 | Cft
|  | 1 | × | 11.00 | × | 2.00 | × | 0.50 |  |  |  | ═ | 11 | Cft
|  | 2 | × | 96.00 | × | 2.00 | × | 0.50 |  |  |  | ═ | 192 | Cft
[11 empty] | Total | ═ | 1126.75 | Cft
07. | P/L C.C. Topping 3" thick (1:2:4)….
|  | 1 | × | 52.00 | × | 9.50 | [5 empty] | ═ | 494 | Sft
|  | 1 | × | 96.00 | × | 12.00 | [5 empty] | ═ | 1152 | Sft
|  | 1 | × | 6.50 | × | 31.00 | [5 empty] | ═ | 201.5 | Sft
[11 empty] | Total | ═ | 1847.5 | Sft
08. | Steel Grated Doors…..
| D | 1 | × | 9.50 | × | 8.00 | [5 empty] | ═ | 76 | Sft
09. | S/F in position iron steel grill…..
|  | 1 | × | 9.50 | × | 6.00 | [5 empty] | ═ | 57 | Sft
SUB-ENGINEER |  |  |  |  | ASSISSTANT ENGINEER | [5 empty] | EXECUTIVE ENGINEER
BUILDINGS SUB-DIVISION |  |  |  |  | BUILDINGS SUB-DIVISION | [5 empty] | BUILDINGS DIVISION
TANDO MOHAMMAD KHAN |  |  |  |  | TANDO MOHAMMAD KHAN | [5 empty] | TANDO MOHAMMAD KHAN

## EXT DRAINAGE
#REF!
PART-E "EXTERNAL DRAINAGE"
SR: No: | ITEM OF WORK | QUANTITY |  | RATE | UNIT | AMOUNT
1/- | Providing RCC pipes & collars of Class (B) & fixing in trenches i/c cutting fitting & jointing with maxphalt composition and cement mortar 1:1 i/c testing with water to a head of 22.50 metter or 75'ft: (PHSI No:2 P-17)
| (a) 9" dia RCC pipe | 300 | Rft | 123.4 | P.Rft | 37020
2/- | Constructing of Man hole or inspection chamber for the required dia of circular sewer and 3'-6" depth with wall of B.B in cement mortar 1:3 cement plastered 1:3 1/2" thick inside of walls & 1" thick over benching and channel i/c fixing man hole cover with frame of clear opening 1-1/2'x1-1/2' if 1.75 Cwt: (88.90Kg:) embedded in plain C.C 1:2:4 and fixing 1" dia M.S steps 6" wide projecting 4" from the face of wall at 12" C/C duly painted etc complete as per specification & drawing No:D.P/1 of Public Health Circle Southern Zone (4"x12" dia 2'x2'x3'-6") (PHSI No:1 P-39) (With out cover) | 6 | Nos: | 2368.58 | Each | 14211.48
3 | Manufacturing and supplying R.C.C man hole cover cast in 1:2:4: concrete ratio 3 inch depth at centre. Reinforced with 3/8" dia for steel bars at 4" c/c welded to 1/8" thick 2.5 inch deep M.S plate i/c carriage stacking and transportation with in 10 miles (a) 30 inch dia. ( S.I No: 16 P- 27) | 6 | Nos: | 662.3 | Each | 3973.8
4/- | Excavtion for pipe line in trenches and pits in soft soils i/c trimming & dressing sides to true alignment and shape levelling of beds of trenches to correct level and grade, cutting joint holes and disposal of surplus earth within a one chin as directed by engineer incharge providing fence guards lights flags and temporary crossings for non vehicular traffic where ever required lift upto 5'ft: (1.52mm and lead upto one chain (30.5mm) (SI No:1 P-46) | 1200 | Cft | 1742.4 | %0Cft | 2090.88
|  |  | Total |  |  | 57296.16 | /=
|  | Add 20% Above |  |  |  | 11459.232 | /=
|  | Grand Total |  |  |  | 68755.392 | /=
|  |  | SAY TOTAL |  |  | 68800 | /=
| SUB-ENGINEER ASSISSTANT ENGINEER |  |  | EXECUTIVE ENGINEER
| BUILDINGS SUB-DIVISION BUILDINGS SUB-DIVISION |  |  | BUILDINGS DIVISION
| TANDO MOHAMMAD KHAN TANDO MOHAMMAD KHAN |  |  | TANDO MOHAMMAD KHAN

## Part E
NAME OF WORK:-. CONSTRUCTION OF SAYED MIRAN MOHAMMAD SHAH LIBARARY AT DISTRICT T.M.KHAN
PART-E "EXTERNAL DRAINAGE"
S. No. | Name of Items | As per Technical Sanction |  |  |  | As Per Site Work Done |  |  |  | Work To Be Done
|  | Qty | Rate | Unit | Amount | Qty | Rate | Unit | Amount | Qty | Rate | Unit | Amount
01. | R.C.C Pipe 9" | [8 empty] | 300 | 123.4 | P.Rft | 37020
02. | Construction of Main Hole or Inspection Chamber | [8 empty] | 6 | 2368.58 | Each | 14211.48
03. | Main Hole Cover | [8 empty] | 6 | 662.3 | Each | 3973.8
04. | Excavation for pipe in treanches | [8 empty] | 900 | 1742.4 | %Ocft | 1568.16
| Total | [11 empty] | 56773.44 | /=
| Add 20% Premium | [8 empty] | Add 20% Above |  |  | 11354.688 | /=
| Total Amount | [10 empty] | 68128.128 |  | /=
[6 empty] | Grand Total |  | 68128.128 |  |  |  | /=