## Park T.Adam
SCHEDULE OF PRICES (BOQ)
(Description and rate of items based on Composite Schedule of Rates)
NAME OF WORK: - |  | Construction of Public Park at UC-V Tando Adam ( Remaining Work)
S.# | Items of Work |  |  | Qty: |  | Rate | Unit | Amount
Part-A (Civil Work)
1 | Jungle Cleaning and Removing with 100 feet (a) light (S.I.No. 4(a) P.No 95) |  |  | 40000 | Sft | 75.63 | %Sft | 30252
2 | Borrow pit excavtion undressed lead upto 100 feet Ordinary Soil (S.I.No 3-a-P.No1) |  |  | 20000 | Cft | 2117.5 | %0Cft | 42350
3 | Laying earth in 6" thick layer lavelling dressing and watering for compaction etc complete (S.I.No 13-a-P.No 3) |  |  | 20000 | Cft | 263 | %0Cft | 5260
4 | Cement concrete brick work or stone ballast 1:5:10 (S.I.No.4 ( C ) P-14) |  |  | 500 | Cft | 8694.95 | %Cft | 43475
5 | Cement Concrete palin including placing compacting finishing and curring complete including screending and washing of stone aggregate without shuttering ratio 1:2:4 ( S.I.No 5-f-P.No 15) . |  |  | 250 | Cft | 14429.25 | %Cft | 36073
6 | Pacca Brick work in other than building (1:6) (S.I.No 7-e- P.No 21) |  |  | 201 | Cft | 12346.65 | %Sft | 24817
7 | Cement plaster 1/2" thick upto height ratio 1:6 (S.I.No. 13-b- P-51) |  |  | 1085 | Cft | 2206.6 | %Sft | 23942
8 | Cement plaster 3/8" thick ratio 1:4 (S.I.No: 11 (a) P.No: 51) |  |  | 1085 | Sft | 2197.52 | %Sft | 23843
9 | Making and Fixing Steel Grated Door with 1/16" thick sheeting i/c angle iron frame 2"x2"x 3/8" size and 3/4" square bars at 4" center to center i/c locking arrangments (S.I. 24 P.No 91) |  |  | 28 | Sft | 726.72 | P.Sft | 20348
10 | Supplying and fixing in position iron steel grillies of 3/4" x1/4" size flat iron of approved design I/c painting 3 cost etc complete finishing grill (S.I.No. 26 P-92) |  |  | 263 | Sft | 180.5 | P.Sft | 47472
|  |  | Amount of Schedule Items |  |  |  | Total | 297832
Add: / Deduct _________ %Above / Below of rates oc CSR Rs:
Total (A)
Part-B ( W/S & S/F)
1 | S/F 0.50 HP Motor single phase 220 volts to 240 volts single phase with 3/4" x 3/4 piston pump of best quality and approved quality |  |  | 1 | Nos |  | Each
|  | Amount of Non-Schedule Items |  |  | Total
Total (A+B)
Note: Any variation in the description on item Quantites, Rates if
any as per Sanctioned Estimate will be accepted
| CONTRACTOR |  |  |  | EXECUTIVE ENGINEER
BUILDINGS DIVISION
SANGHAR.

## CC Road T.Adam
SCHEDULE OF PRICES (BOQ)
(Description and rate of items based on Composite Schedule of Rates)
NAME OF WORK: - |  | Construction of CC Road in Various Streets of UC-I,II,III,IV&V Tando Adam District Sanghar (Old ADP)
S.# | Items of Work |  |  | Qty: |  | Rate | Unit | Amount
Part-A (Civil Work)
1 | Borrow pit excavtion undressed lead upto 100 feet Ordinary Soil (S.I.No 3-a-P.No1) |  |  | 6100 | Cft | 2117.5 | %0Cft | 12917
2 | Earth work compaction (Soft, Ordinary or hard Soil) b. Laying earth in 6" thick layer leveling dressing and watering for compaction etc complete (S.I.No 13 (b) P.No 03) |  |  | 6100 | Cft | 354 | %0Cft | 2159
3 | Cement concrete brick work or stone ballast 1:4:8 (S.I.No.4 ( B ) P-15) |  |  | 1525 | Cft | 9416.28 | %Cft | 143598
4 | Erection and removal of centering for R.C.C or C.C plain cement concrete works of deadar wood (ii class vertical) (S.I.No. 19-b-P-17) |  |  | 458 | Sft | 3127.41 | %Sft | 14324
5 | Cement Concrete palin including placing compacting finishing and curring complete including screending and washing of stone aggregate without shuttering ratio 1:2:4 ( S.I.No 5-f-P.No 15) . |  |  | 763 | Cft | 14429.25 | %Cft | 110095.1775
6 | Pacca Brick work in foundation to plinth cement sand ratio (1:6) (S.I.No 4 (e) P.20) |  |  | 90 | Cft | 11948.36 | %Cft | 10754
7 | R.C.C work I/c all labour and material except the cost of steel reinforcement for c.c and its labour for bending and binding which will be paid sepretely (a)RC work in roof slabs beams coloumns rafts, and lintles and other structural members laid in situe |  |  | 56 | Cft | 337 | P.Cft | 18872
8 | Febrication of mild steel reinfored for cc i/c cutting bending and lying in position making joints and fasting includes all cost of removal of rust from bars. (S.I.No. 8 (a) P-16) Tar |  |  | 1.75 | cwt | 5001.7 | P.cwt | 8753
|  |  | Amount of Schedule Items |  |  | Total |  | 321472.1775
Add: / Deduct _________ %Above / Below of rates oc CSR Rs:
Total
Note: Any variation in the description on item Quantites, Rates if
any as per Sanctioned Estimate will be accepted
| CONTRACTOR |  |  |  | EXECUTIVE ENGINEER
BUILDINGS DIVISION
SANGHAR.

## CC Road P.Mal
SCHEDULE OF PRICES (BOQ)
(Description and rate of items based on Composite Schedule of Rates)
NAME OF WORK: - |  | Construction of C.C Block / Road at Perumal Town Taluka & District Sanghar.
S.# | Items of Work |  |  | Qty: |  | Rate | Unit | Amount
Part-A (Civil Work)
1 | Borrow pit excavtion undressed lead upto 100 feet Ordinary Soil (S.I.No 3-a-P.No1) |  |  | 3186 | Cft | 2117.5 | %0Cft | 6746
2 | Laying earth in 6" thick layer lavelling dressing and watering for compaction etc complete (S.I.No 13-a-P.No 3) |  |  | 3186 | Cft | 263 | %0Cft | 838
3 | Cement Concrete brick or stone ballast 1-1/2" to 2" gauge ratio 1:5:10.(S.I.No 4 (C) P.No 14) |  |  | 1572 | Cft | 8694.95 | %Cft | 136685
4 | Cement Concrete palin including placing compacting finishing and curring complete including screending and washing of stone aggregate without shuttering ratio 1:2:4 ( S.I.No 5-f-P.No 15) . |  |  | 1062 | Cft | 14429.25 | %Cft | 153238.635
|  |  | Amount of Schedule Items |  |  | Total |  | 297507.635
Add: / Deduct _________ %Above / Below of rates oc CSR Rs:
Total
Note: Any variation in the description on item Quantites, Rates if
any as per Sanctioned Estimate will be accepted
| CONTRACTOR |  |  |  | EXECUTIVE ENGINEER
BUILDINGS DIVISION
SANGHAR.

## Dispensary Manthar Faqir
SCHEDULE OF PRICES (BOQ)
(Description and rate of items based on Composite Schedule of Rates)
NAME OF WORK: - |  | Construction of Govt: Dipspensary at Village Dargah Manthar Faqir Rajar UC-Dhilyar Taluka Khipro District Sanghar.
S.# | Items of Work |  |  | Qty: |  | Rate | Unit | Amount
Part-A (Civil Work)
1 | Excavation in foundation of building bridges and other sturture I/c degtelling gretting refilling around structure with excavated earth watering and remming lead upto 5' feet ordinary soil (S.I.No. 18 (b) P-4) |  |  | 234 | Cft | 3176.25 | %0Cft | 743
2 | Cement concrete brick work or stone ballast 1:5:10 (S.I.No.4 ( C ) P-14) |  |  | 84 | Cft | 8694.95 | %Cft | 7304
3 | Pacca Brick work in foundation to plinth cement sand ratio (1:6) (S.I.No 4 (e) P.20) |  |  | 286 | Cft | 11948.36 | %Cft | 34172
4 | R.C.C work I/c all labour and material except the cost of steel reinforcement for c.c and its labour for bending and binding which will be paid sepretely (a)RC work in roof slabs beams coloumns rafts, and lintles and other structural members laid in situe |  |  | 169 | Cft | 337 | P.Cft | 56953
5 | Febrication of mild steel reinfored for cc i/c cutting bending and lying in position making joints and fasting includes all cost of removal of rust from bars. (S.I.No. 7 P-20)
| a) Tar Bar |  |  | 8.29 | cwt | 5001.7 | P.cwt | 41464
6 | Pacca Brick Work in ground floor with cement sand mortar ratio (1:6) (S.I.No 5 (e) Page No: 20) |  |  | 451 | Cft | 12674.36 | %Cft | 57161
7 | Cement plaster 1/2" thick upto height ratio 1:6 (S.I.No. 13-b- P-51) |  |  | 1073 | Sft | 2206.6 | %Sft | 23677
8 | Cement plaster 3/8" thick ratio 1:4 (S.I.No: 11 (a) P.No: 51) |  |  | 1073 | Sft | 2197.52 | %Sft | 23579
10 | Cement Concrete palin including placing compacting finishing and curring complete including screending and washing of stone aggregate without shuttering ratio 1:2:4 ( S.I.No 5-f-P.No 15) . |  |  | 13 | Cft | 14429.25 | %Cft | 1876
11 | Laying Floor of approved colour glazed tiles 1/4" thick laid in white cement and pigments on the bad of 3/4" thick cement morter (S.I.No 25 P.No 42) |  |  | 102 | Sft | 27747.06 | %Sft | 28302
12 | Glazed tiles dado 1/4" thick laid in pigment over 1:2 cement sand morter 3/4" thick i/c finishing (S.I.No 38 P.No 44) |  |  | 296 | Sft | 28299.3 | %Sft | 83770
13 | First Class deodar wood rought joinery in door and windows etc fixied in position I/c chwkat hold fast hinges iron tower bit chowk cleats handles and coard with hooks etc 1 3/4" thick (S.I.No 7-b-P.No 57) |  |  | 42 | Sft | 1273.76 | P.Sft | 53497.92
14 | Borrow pit excavtion undressed lead upto 100 feet Ordinary Soil (S.I.No 3-a-P.No1) |  |  | 2553 | Cft | 2117.5 | %0Cft | 5406
15 | Laying earth in 6" thick layer lavelling dressing and watering for compaction etc complete (S.I.No 13-a-P.No 3) |  |  | 2553 | Cft | 263 | %0Cft | 671
16 | White washing 3 coats (S.I.No 26-C-P.No 53) |  |  | 50 | Sft | 829.95 | %Sft | 415
17 | Primary coat of chalk under distemper (S.I.No. 23 P-53) |  |  | 1073 | Sft | 442.75 | %Sft | 4751
18 | Distempering 3 Coats (S.I.No 24-C-P.No 53) |  |  | 1073 | Sft | 1079.65 | %Sft | 11585
19 | Painting New Surface Preparing surface and painting guard bar gates of iron bars gratting railing (i/c standard braces) and similar open work 3 coat (S.I.No. 5 (d) P.No. 70) |  |  | 84 | Sft | 1270.83 | %Sft | 1067
|  | Amount of Schedule Items |  |  |  | Total | Rs: | 436394.92
Add: / Deduct _________ %Above / Below of rates oc CSR Rs:
Deduct _________ % Below of Marble item rates oc CSR Rs:
Total (A)
Part-B ( W/S & S/F)
1 | P/F: squanting eurptan type white glazed earthen ware w.c pan with complete flushing cistern with internal fitting and flush pipe with bend & making requisite number of holes in walls plinth & floor for pipe constructions & making good in cement concrete |  |  | 2 | Nos | 4846.6 | Each | 9693.2
2 | P/f: 22"x16" lavatory basin in white glazed earthen ware complete white and I/c the cost at of W.I or c.I Cost of W.I or C.I cantilever brackets 6" built into walls, painted white in 2 coat after a primary coat of red lead paint, a pair of 1/2" rubber plu |  |  | 2 | Nos | 4694.8 | Each | 9389.6
3 | Add: Extra for providing and fixing of earthen ware pedestal (S.I.No: 9 P.No: 03). |  |  | 2 | Nos | 938.47 | Each | 1876.94
4 | P/f: 6" X 2" or 6" X 3" C.I floor trap of the approved self cleaning design with a C.I srew down gating with out a vent arm complete with a nd I/c making requost number of holes in cement walls plinth and floor pipe connection and making good in c.c. 1:2: |  |  | 2 | Nos | 2042.43 | Each | 4084.86
5 | P/F 1/2" dia nyloon connection with peir of slip cock and jointed to nyloon connection (S.i.No 23 P.No 6) |  |  | 1 | Nos | 447.15 | Each | 447.15
6 | P/F Brass tower rail compelte 24" long 3/4" dia round superior quality (S.I.No 1(iii-B) P.No 7) |  |  | 1 | Nos | 1082.95 | Each | 1082.95
7 | Providing G.I pipe special etc including fixing cutting and fitting complete with and i/c the cost of breaking through walls and roof making good etc painting two coats after cleaning the pipe etc with white zink paint with pigment to match. (S.I.No 1 P.N
| i) 1/2" dia |  |  | 15 | Rft | 73.21 | P.RRft | 1098.15
| ii) 3/4" dia |  |  | 15 | Rft | 95.79 | P.RRft | 1436.85
| iii) 1" dia |  |  | 10 | Rft | 128.55 | P.RRft | 1285.5
8 | Add: extra labour for cancelled G.I Pipe and fitting 1/2" dia |  |  | 10 | Rft | 7.82 | P.RRft | 78.2
9 | P/F: Handle valve (Chine Make)
| a) 3/4" dia |  |  | 1 | Nos | 271.92 | P.No: | 271.92
| b) 1" dia |  |  | 1 | Nos | 365.42 | P.No: | 365.42
10 | S/F: long bib cock of superier quality with 1/2" thick c.p head (S.I.No 13-b-P.No 19) |  |  | 2 | Nos | 1109.46 | Each | 2218.92
11 | S/F: 1/2" Cancelled tee stop cock of superior quality with C.P head 1/2" (S.I.No: 14 P.No:14). |  |  | 2 | Nos | 889.46 | P.No: | 1778.92
12 | S/F: Cancelled stop cock of superier quality with c.p head 1/2" dia (S.I.No 11-b-P.No 18) |  |  | 2 | Nos | 509.74 | P.No: | 1019.48
13 | S/F: Jet shower with rod of superior quality with C.P handle 1/2" dia (S.I.No: 15 / P-19). |  |  | 1 | Nos | 1142.24 | P.No: | 1142.24
14 | S/F: sawan type of piler cock superier quality single C.P hea 1/2" dia (S.I.No 16-b-P.No 19) |  |  | 1 | Nos | 877.8 | P.No: | 877.8
15 | UPVC pipe pressure pipe "B" Class fixing in tranches i/c cutting fitting etc complete 4" dia (S.I.No 4-b-P.no 23) |  |  | 10 | Rft | 136 | Each | 1360
16 | UPVC fititing 4" dia of class "B"
| a) 4" dia Tee |  |  | 1 | Nos | 725 | Each | 725
| b) 4" Elblow |  |  | 1 | Nos | 577 | Each | 577
|  |  | Amount of Schedule Items |  |  |  | Total | 40810.1
Add: / Deduct _________ %Above / Below on Sanitary Items Rs:
Add: / Deduct _________ %Above / Below only G.I & RCC Pipe Rs:
Total Rs.
Total (A+B)
Note: Any variation in the description on item Quantites, Rates if
any as per Sanctioned Estimate will be accepted
| CONTRACTOR |  |  |  | EXECUTIVE ENGINEER
BUILDINGS DIVISION
SANGHAR.

## THQ T.Adam E.I
SCHEDULE OF PRICES (BOQ)
(Description and rate of items based on Composite Schedule of Rates)
NAME OF WORK :- |  | Rehabilitation/Renovation of Taluka Head Quarter Hospital Tando Adam District Sanghar (Providing Electrification)
S.No | Description |  |  |  | Qutantity |  | Rate | Unit |  | Amount
(Part-A) ( Schedule Item)
1 | Wiring for light or fan point with 1.1.13(3/.029) pvc insulated wire in PVC conduit ressed in the wall or colomn as required ( S.I.NO.124 P.15) |  |  |  | 16 | Nos | 1130 | Each | Rs | 18080
2 | Wiring for plug point with 1.1.13(3/.029) PVC insulated wire in 20mm (3/4") PVC conduit in the wall or colom as required (S.I.No.126 P. 15) |  |  |  | 6 | Nos | 985 | Each | Rs | 5910
3 | Providing and laying (Main or Sub-Main) PVC insulated with size 2-7/.029 coper conductor in 3/4" dia PVC conduit ressed in the wall are colom as required ( S.I.No. 10 P.No. 2 ). |  |  |  | 80 | Mtr | 222 | P.Mtr | Rs: | 17760
4 | Providing and laying (Main or Sub-Main) PVC insulated with size 2-7/.036 coper conductor in 3/4" dia PVC conduit ressed in the wall are colom as required ( S.I.No. 11 P.No. 2 ). |  |  |  | 70 | Mtr | 252 | P.Mtr | Rs: | 17640
5 | Providing and laying (Main or Sub-Main) PVC insulated with size 2-7/.044 coper conductor in 3/4" dia PVC conduit ressed in the wall are colom as required ( S.I.No. 12 P.No. 2 ). |  |  |  | 40 | Mtr | 341 | P.Mtr | Rs: | 13640
6 | Providing and laying (Main or Sub-Main) PVC insulated with size 2-7/.064 (16mm 2) coper conductor in 3/4" dia PVC conduit ressed in the wall are colom as required ( S.I.No. 14 P.No. 2 ). |  |  |  | 94 | Mtr | 641 | P.Mtr | Rs: | 60254
7 | Providing and fixing A.C one way S.P 10 to 15 Amp switch flush type on given prepared board (.S.I.No. 218 P.33). |  |  |  | 16 | Nos | 58 | Each |  | 928
8 | Providing and fixing flush type 2 pin 5 ampress S.P plug socket switch and shoe unit on a given prepared board on surface as required (S.I.No:225 P.33). |  |  |  | 6 | Nos | 83 | Each | Rs | 498
9 | Providing and fixing flush type 3 pin 10 to 15 Amps ampress S.P plug socket switch and shoe unit on a given prepared board on surface as required (S.I.No:224 P.33). |  |  |  | 6 | Nos | 151 | Each | Rs | 906
10 | Providing and fixing B.C Brass batton holder and 254mm(10") E.I Shade(S.I.No. 232 P. 33). |  |  |  | 6 | Nos | 70 | Each. | Rs: | 420
11 | Providing and fixing S.W canopy block and bakclite ceiling rose SW block (S.I.No: 28-B P.33). |  |  |  | 3 | Nos | 72 | Each. | Rs: | 216
12 | P/F Circuit breaker 10,15,20,30,40,50, 63, Amps 5P on prepared board. (S.I.No: 203 P.31). |  |  |  | 15 | Nos | 916 | Each. | Rs: | 13740
13 | P/F Circuit breaker 10,15,20,30,40,50, 63, Amps DB on prepared board. (S.I.No: 204 P.31). |  |  |  | 2 | Nos | 2456 | Each. | Rs: | 4912
14 | P/F Circuit breaker 15,20,30,40,50, 100, TP on prepared board. (S.I.No: 207 P.31). |  |  |  | 1 | Nos | 9261 | Each. | Rs: | 9261
15 | P/F Circuit breaker 125,150,200 & 225 Amps: TP (XS-225NS) on prepared board as required (S.I.No: 208 P.31). |  |  |  | 1 | Nos | 25541 | Each. | Rs: | 25541
16 | P/F Voltmeter size 96/96 mm 500 volts as required (S.I.No:285 P41) |  |  |  | 2 | Nos | 999 | Each. | Rs: | 1998
17 | P/F Ampmeter size 96/96 mm direct 15-60 Amps 100 Amps as required (S.I.No:284 P41) |  |  |  | 2 | Nos | 1054 | Each. | Rs: | 2108
18 | P/F of Brass Bracket Fan 18" (good Quality) (S.I.No 236 P.No 34) |  |  |  | 2 | Nos | 2791 | Each | Rs: | 5582
19 | P/F: Brass Ceilling Fan 56 good quality (S.I.N 235 P.No 34 ) |  |  |  | 5 | Nos | 3185 | Each. | Rs: | 15925
20 | Wiring for light or fan point with 1.1.13(3/.029) pvc insulated wire in PVC in Channel Patti ( S.I.NO.129 P.15) |  |  |  | 29 | Nos | 910 | Each | Rs | 26390
21 | Wiring for plug point with 1.1.13(3/.029) PVC insulated wire in 20mm (3/4") PVC in Channel Patti (S.I.No.13 P. 15) |  |  |  | 8 | Nos | 742 | Each | Rs | 5936
22 | Providing and laying (Main or Sub-Main) PVC insulated with size 2-7/.029 coper conductor in 3/4" dia PVC conduit on surface as required ( S.I.No. 3 P.No. 1 ). |  |  |  | 20 | Mtr | 171 | P.Mtr | Rs: | 3420
23 | Providing and laying (Main or Sub-Main) PVC insulated with size 2-7/.036 coper conductor in 3/4" dia PVC conduit on surface as required ( S.I.No. 04 P.No. 1 ). |  |  |  | 15 | Mtr | 200 | P.Mtr | Rs: | 3000
|  |  | Amount of Schedule Items |  |  |  |  | Total |  | 254065
Add: / Deduct _________ %Above / Below of rates
Total (A)
PART" B" NON SCHEDULE ITEM.
1 | P/F Energy sever superior quality 24 watts i/c fixing existing holder etc complete (L.Q.R) |  |  |  | 20 | Nos |  | Each. | Rs:
2 | Providing and Fixing distribution board shutter (L.Q.R) |  |  |  | 3 | Sft |  | P.Sft | Rs:
3 | Fixing A.C Fan regulator on SW Board |  |  |  | 5 | Nos |  | Each. | Rs:
4 | Errection of ceilling fan |  |  |  | 5 | Nos |  | Each. | Rs:
5 | Providing and Fixing LED Light |  |  |  | 10 | Nos |  | Each. | Rs:
Total (B)
|  |  |  | Total (A+B) Bid |  |  | Rs:
Note: Any variation in the description on item Quantites, Rates if
any as per Sanctioned Estimate will be accepted
| CONTRACTOR | [5 empty] | EXECUTIVE ENGINEER
BUILDINGS DIVISION
SANGHAR.

## DC House Elec
Schedule A to Bid
SCHEDULE OF PRICES (BOQ)
(Description and rate of items based on Composite Schedule of Rates)
NAME OF WORK :- |  | Rehabilitation / Renovation of Deputy Commissioner House Sanghar ( Providing Electrification)
S.No | Description |  |  | Qutantity |  | Rate | Unit |  | Amount
( Part-A ) ( Schedule Item)
1 | Wiring for light or fan point with 1.1.13(3/.029) pvc insulated wire in PVC in Channel Patti ( S.I.NO.129 P.15) |  |  | 51 | Nos | 910 | Each | Rs | 46410
2 | Wiring for Call Bell point with 1.1.13(3/.029) pvc insulated wire in Channel Patti ( S.I.NO.13 P.15) |  |  | 6 | Nos | 1590 | Each | Rs | 9540
3 | Wiring for plug point with 1.1.13(3/.029) PVC insulated wire in 20mm (3/4") PVC in Channel Patti (S.I.No.13 P. 15) |  |  | 40 | Nos | 742 | Each | Rs | 29680
4 | Providing and laying (Main or Sub-Main) PVC insulated with size 2-7/.029 coper conductor in 3/4" dia PVC conduit on surface as required ( S.I.No. 3 P.No. 1 ). |  |  | 300 | Mtr | 171 | P.Mtr | Rs: | 51300
5 | Providing and laying (Main or Sub-Main) PVC insulated with size 2-7/.044 (16mm 2) coper conductor in 3/4" dia PVC conduit on surface as required ( S.I.No. 5 P.No. 1 ). |  |  | 350 | Mtr | 305 | P.Mtr | Rs: | 106750
6 | Providing and fixing A.C one way S.P 10 to 15 Amp switch flush type on given prepared board (.S.I.No. 218 P.33). |  |  | 51 | Nos | 58 | Each |  | 2958
7 | Providing and fixing flush type 2 pin 5 ampress S.P plug socket switch and shoe unit on a given prepared board on surface as required (S.I.No:225 P.33). |  |  | 40 | Nos | 83 | Each | Rs | 3320
8 | Providing and fixing flush type 3 pin 10 to 15 Amps ampress S.P plug socket switch and shoe unit on a given prepared board on surface as required (S.I.No:224 P.33). |  |  | 10 | Nos | 151 | Each | Rs | 1510
9 | Providing and fixing B.C Brass batton holder and 254mm(10") E.I Shade(S.I.No. 232 P. 33). |  |  | 30 | Nos | 70 | Each. | Rs: | 2100
10 | Providing and fixing S.W canopy block and bakclite ceiling rose SW block (S.I.No: 28-B P.33). |  |  | 28 | Nos | 72 | Each. | Rs: | 2016
11 | P/F Circuit breaker 10,15,20,30,40,50, 63, Amps 5P on prepared board. (S.I.No: 203 P.31). |  |  | 21 | Nos | 916 | Each. | Rs: | 19236
12 | P/F Circuit breaker 15,20,30,40,50, 60, TP on prepared board. (S.I.No: 206 P.31). |  |  | 7 | Nos | 5521 | Each. | Rs: | 38647
13 | P/F Voltmeter size 96/96 mm 500 volts as required (S.I.No:285 P41) |  |  | 2 | Nos | 999 | Each. | Rs: | 1998
14 | P/F Ampmeter size 96/96 mm direct 15-60 Amps 100 Amps as required (S.I.No:284 P41) |  |  | 2 | Nos | 1054 | Each. | Rs: | 2108
16 | P/F: Brass Ceilling Fan 56 good quality (S.I.N 235 P.No 34 ) |  |  | 10 | Nos | 3185 | Each. | Rs: | 31850
|  | Amount of Schedule Items |  |  |  |  | Total |  | 349423
Add: / Deduct _________ %Above / Below of rates
Total (A)
PART" B" NON SCHEDULE ITEM.
1 | P/F Capsule light with reflector, holder and energy sever (L.Q.R) |  |  | 30 | Nos |  | Each. | Rs:
2 | P/F A.C or D.C Electric Bell 220 Volts ding dong condy (L.Q.R) |  |  | 3 | Nos |  | Each. | Rs:
3 | P/F 2-40 watts tublight complete with 400 watts is lying chowk stater putty with philips component i/c necessary electric connection fixing on wall or ceilling etc complet (L.Q.R) |  |  | 10 | Nos |  | Each. | Rs:
4 | P/F Energy sever superior quality 24 watts i/c fixing existing holder etc complete (L.Q.R) |  |  | 150 | Nos |  | Each. | Rs:
5 | Providing and Fixing distribution board shutter (L.Q.R) |  |  | 1 | Sft |  | P.Sft | Rs:
6 | Fixing A.C Fan regulator on SW Board |  |  | 10 | Nos |  | Each. | Rs:
7 | Errection of ceilling fan |  |  | 10 | Nos |  | Each. | Rs:
Total Non-Schedule (B)
|  |  | Total (A+B) Bid |  |  | Rs:
Note: Any variation in the description on item Quantites, Rates if
any as per Sanctioned Estimate will be accepted
| CONTRACTOR |  |  |  |  | EXECUTIVE ENGINEER
BUILDINGS DIVISION
SANGHAR.

## Various Quarter E.I
Schedule A to Bid
SCHEDULE OF PRICES (BOQ)
(Description and rate of items based on Composite Schedule of Rates)
NAME OF WORK :- |  | Rehabilitation / Renovation of Various Quarters & Bungalow in District Head Quarter Sanghar ( Providing Electrification)
S.No | Description |  |  | Qutantity |  | Rate | Unit |  | Amount
( Part-A ) ( Schedule Item)
1 | Wiring for light or fan point with 1.1.13(3/.029) pvc insulated wire in PVC in Channel Patti ( S.I.NO.129 P.15) |  |  | 266 | Nos | 910 | Each | Rs | 242060
2 | Wiring for Call Bell point with 1.1.13(3/.029) pvc insulated wire in Channel Patti ( S.I.NO.13 P.15) |  |  | 14 | Nos | 1590 | Each | Rs | 22260
3 | Wiring for plug point with 1.1.13(3/.029) PVC insulated wire in 20mm (3/4") PVC in Channel Patti (S.I.No.13 P. 15) |  |  | 98 | Nos | 742 | Each | Rs | 72716
4 | Providing and laying (Main or Sub-Main) PVC insulated with size 2-7/.029 coper conductor in 3/4" dia PVC conduit on surface as required ( S.I.No. 3 P.No. 1 ). |  |  | 300 | Mtr | 171 | P.Mtr | Rs: | 51300
5 | Providing and laying (Main or Sub-Main) PVC insulated with size 2-7/.044 (16mm 2) coper conductor in 3/4" dia PVC conduit on surface as required ( S.I.No. 5 P.No. 1 ). |  |  | 237 | Mtr | 305 | P.Mtr | Rs: | 72285
6 | Providing and fixing A.C one way S.P 10 to 15 Amp switch flush type on given prepared board (.S.I.No. 218 P.33). |  |  | 266 | Nos | 58 | Each |  | 15428
7 | Providing and fixing flush type 2 pin 5 ampress S.P plug socket switch and shoe unit on a given prepared board on surface as required (S.I.No:225 P.33). |  |  | 14 | Nos | 83 | Each | Rs | 1162
8 | Providing and fixing flush type 3 pin 10 to 15 Amps ampress S.P plug socket switch and shoe unit on a given prepared board on surface as required (S.I.No:224 P.33). |  |  | 7 | Nos | 151 | Each | Rs | 1057
9 | Providing and fixing B.C Brass batton holder and 254mm(10") E.I Shade(S.I.No. 232 P. 33). |  |  | 196 | Nos | 70 | Each. | Rs: | 13720
10 | Providing and fixing S.W canopy block and bakclite ceiling rose SW block (S.I.No: 28-B P.33). |  |  | 28 | Nos | 72 | Each. | Rs: | 2016
11 | P/F Circuit breaker 10,15,20,30,40,50, 63, Amps 5P on prepared board. (S.I.No: 203 P.31). |  |  | 21 | Nos | 916 | Each. | Rs: | 19236
12 | P/F Circuit breaker 15,20,30,40,50, 60, TP on prepared board. (S.I.No: 206 P.31). |  |  | 7 | Nos | 5521 | Each. | Rs: | 38647
13 | P/F Voltmeter size 96/96 mm 500 volts as required (S.I.No:285 P41) |  |  | 7 | Nos | 999 | Each. | Rs: | 6993
14 | P/F Ampmeter size 96/96 mm direct 15-60 Amps 100 Amps as required (S.I.No:284 P41) |  |  | 7 | Nos | 1054 | Each. | Rs: | 7378
16 | P/F: Brass Ceilling Fan 56 good quality (S.I.N 235 P.No 34 ) |  |  | 15 | Nos | 3185 | Each. | Rs: | 47775
|  | Amount of Schedule Items |  |  |  |  | Total |  | 614033
Add: / Deduct _________ %Above / Below of rates
Total (A)
PART" B" NON SCHEDULE ITEM.
1 | P/F Capsule light with reflector, holder and energy sever (L.Q.R) |  |  | 21 | Nos |  | Each. | Rs:
2 | P/F A.C or D.C Electric Bell 220 Volts ding dong condy (L.Q.R) |  |  | 7 | Nos |  | Each. | Rs:
3 | P/F 2-40 watts tublight complete with 400 watts is lying chowk stater putty with philips component i/c necessary electric connection fixing on wall or ceilling etc complet (L.Q.R) |  |  | 4 | Nos |  | Each. | Rs:
4 | P/F Energy sever superior quality 24 watts i/c fixing existing holder etc complete (L.Q.R) |  |  | 40 | Nos |  | Each. | Rs:
5 | Providing and Fixing distribution board shutter (L.Q.R) |  |  | 7 | Sft |  | P.Sft | Rs:
6 | Fixing A.C Fan regulator on SW Board |  |  | 15 | Nos |  | Each. | Rs:
7 | Errection of ceilling fan |  |  | 15 | Nos |  | Each. | Rs:
Total Non-Schedule (B)
|  |  | Total (A+B) Bid |  |  | Rs:
Note: Any variation in the description on item Quantites, Rates if
any as per Sanctioned Estimate will be accepted
| CONTRACTOR |  |  |  |  | EXECUTIVE ENGINEER
BUILDINGS DIVISION
SANGHAR.

## Public Library
Schedule A to Bid
SCHEDULE OF PRICES (BOQ)
(Description and rate of items based on Composite Schedule of Rates)
NAME OF WORK :- |  | Demolish / Re-Construction of Shah Abdul Latif Bhitai Public Library Tando Adam District Sanghar ( Providing Electrification)
S.No | Description |  | Quantity |  | Rate | Unit |  | Amount
Part(A) ( Schedule Item)
1 | Wiring for light or fan point with 1.1.13(3/.029) pvc insulated wire in PVC conduit ressed in the wall or colomn as required ( S.I.NO.124 P.15) |  | 105 | Nos | 1130 | Each | Rs | 118650
2 | Wiring for Call Bell point with 1.1.13(3/.029) pvc insulated wire in 20mm 3/4" PVC conduit ressed in the wall or colom as required ( S.I.No.128 P.15) |  | 7 | Nos | 1764 | Each | Rs | 12348
3 | Wiring for plug point with 1.1.13(3/.029) PVC insulated wire in 20mm (3/4") PVC conduit in the wall or colom as required (S.I.No.126 P. 15) |  | 30 | Nos | 985 | Each | Rs | 29550
4 | Providing and laying (Main or Sub-Main) PVC insulated with size 2-7/.029 coper conductor in 3/4" dia PVC conduit ressed in the wall are colom as required ( S.I.No. 10 P.No. 2 ). |  | 250 | Mtr | 222 | P.Mtr | Rs: | 55500
5 | Providing and laying (Main or Sub-Main) PVC insulated with size 2-7/.036 coper conductor in 3/4" dia PVC conduit ressed in the wall are colom as required ( S.I.No. 11 P.No. 2 ). |  | 60 | Mtr | 252 | P.Mtr | Rs: | 15120
6 | Providing and laying (Main or Sub-Main) PVC insulated with size 2-7/.044 coper conductor in 3/4" dia PVC conduit ressed in the wall are colom as required ( S.I.No. 12 P.No. 2 ). |  | 150 | Mtr | 341 | P.Mtr | Rs: | 51150
7 | Providing and laying (Main or Sub-Main) PVC insulated with size 2-7/.064 (16mm 2) coper conductor in 3/4" dia PVC conduit ressed in the wall are colom as required ( S.I.No. 14 P.No. 2 ). |  | 100 | Mtr | 641 | P.Mtr | Rs: | 64100
8 | Providing and fixing A.C one way S.P 10 to 15 Amp switch flush type on given prepared board (.S.I.No. 218 P.33). |  | 105 | Nos | 58 | Each |  | 6090
9 | Providing and fixing flush type 2 pin 5 ampress S.P plug socket switch and shoe unit on a given prepared board on surface as required (S.I.No:225 P.33). |  | 30 | Nos | 83 | Each | Rs | 2490
10 | Providing and fixing flush type 3 pin 10 to 15 Amps ampress S.P plug socket switch and shoe unit on a given prepared board on surface as required (S.I.No:224 P.33). |  | 15 | Nos | 151 | Each | Rs | 2265
11 | Providing and fixing B.C Brass batton holder and 254mm(10") E.I Shade(S.I.No. 232 P. 33). |  | 26 | Nos | 70 | Each. | Rs: | 1820
12 | Providing and fixing S.W canopy block and bakclite ceiling rose SW block (S.I.No: 28-B P.33). |  | 15 | Nos | 72 | Each. | Rs: | 1080
13 | P/F Circuit breaker 10,15,20,30,40,50, 63, Amps 5P on prepared board. (S.I.No: 203 P.31). |  | 20 | Nos | 916 | Each. | Rs: | 18320
14 | P/F Circuit breaker 10,15,20,30,40,50, 63, Amps DB on prepared board. (S.I.No: 204 P.31). |  | 4 | Nos | 2456 | Each. | Rs: | 9824
15 | P/F Circuit breaker 15,20,30,40,50, 60, TP on prepared board. (S.I.No: 206 P.31). |  | 4 | Nos | 5521 | Each. | Rs: | 22084
16 | P/F Circuit breaker 15,20,30,40,50, 100, TP on prepared board. (S.I.No: 207 P.31). |  | 2 | Nos | 9261 | Each. | Rs: | 18522
17 | P/F Circuit breaker 125,150,200 & 225 Amps: TP (XS-225NS) on prepared board as required (S.I.No: 208 P.31). |  | 1 | Nos | 25541 | Each. | Rs: | 25541
18 | P/F DB i/c Change over switch 500 volts 300 amps:on a prepared board ( S.I.No:199 P30) |  | 1 | Nos | 11506 | Each. | Rs: | 11506
19 | P/F Voltmeter size 96/96 mm 500 volts as required (S.I.No:285 P41) |  | 3 | Nos | 999 | Each. | Rs: | 2997
20 | P/F Ampmeter size 96/96 mm direct 15-60 Amps 100 Amps as required (S.I.No:284 P41) |  | 3 | Nos | 1054 | Each. | Rs: | 3162
21 | P/F of Street Light 250 Watts (HPMB) having ip 54 Classified with 250 watts lamps chowks capcitor and internal wiring complet in all respect at the height upto 31 ft as per side required and internal of E.I incharge (S.I.No 160 P.No 25) |  | 6 | Nos | 8455 | Each | Rs: | 50730
22 | P/F of Brass Bracket Fan 18" (good Quality) (S.I.No 236 P.No 34) |  | 26 | Nos | 2791 | Each | Rs: | 72566
23 | P/F: Brass Ceilling Fan 56 good quality (S.I.N 235 P.No 34 ) |  | 26 | Nos | 3185 | Each. | Rs: | 82810
|  | Amount of Schedule Items | [5 empty] | 678225
| Add: / Deduct _________ %Above / Below of rates oc CSR |  |  |  | Rs:
Total (A)
PART" B" NON SCHEDULE ITEM.
1 | P/F Capsule light with reflector, holder and energy sever (L.Q.R) |  | 20 | Nos |  | Each. | Rs:
2 | P/F A.C or D.C Electric Bell 220 Volts ding dong condy (L.Q.R) |  | 7 | Nos |  | Each. | Rs:
3 | P/F 2-40 watts tublight complete with 400 watts is lying chowk stater putty with philips component i/c necessary electric connection fixing on wall or ceilling etc complet (L.Q.R) |  | 15 | Nos |  | Each. | Rs:
4 | P/F Energy sever superior quality 24 watts i/c fixing existing holder etc complete (L.Q.R) |  | 50 | Nos |  | Each. | Rs:
5 | Providing and Fixing blubs 100 watts |  | 10 | Nos |  | Each. | Rs:
6 | Providing and Fixing distribution board shutter (L.Q.R) |  | 3 | Sft |  | P.Sft | Rs:
7 | Fixing A.C Fan regulator on SW Board |  | 26 | Nos |  | Each. | Rs:
8 | Errection of ceilling fan |  | 26 | Nos |  | Each. | Rs:
|  | Cost of Non-Schedule Item |  |  | Total | Rs.
Total (A+B)
Note: Any variation in the description on item Quantites, Rates if
any as per Sanctioned Estimate will be accepted
| CONTRACTOR |  |  |  | EXECUTIVE ENGINEER
BUILDINGS DIVISION
SANGHAR.

## M&R DC Office
SCHEDULE OF PRICES (BOQ)
(Description and rate of items based on Composite Schedule of Rates)
NAME OF WORK: - |  | M&R To Deputy Commissioner Office Sanghar
S.# | Items of Work |  |  |  | Qty: |  | Rate | Unit | Amount
Part-A (Civil Work)
1 | Excavation in foundation of building bridges and other sturture I/c degtelling gretting refilling around structure with excavated earth watering and remming lead upto 5' feet ordinary soil (S.I.No. 18 (b) P-4) |  |  |  | 80 | Cft | 3176.25 | %0Cft | 254
2 | Cement concrete brick work or stone ballast 1:5:10 (S.I.No.4 ( C ) P-14) |  |  |  | 96 | Cft | 8694.95 | %Cft | 8347
3 | R.C.C work I/c all labour and material except the cost of steel reinforcement for c.c and its labour for bending and binding which will be paid sepretely (a)RC work in roof slabs beams coloumns rafts, and lintles and other structural members laid in situe |  |  |  | 119 | Cft | 337 | P.Cft | 40103
4 | Cement Concrete palin including placing compacting finishing and curring complete including screending and washing of stone aggregate without shuttering ratio 1:2:4 ( S.I.No 5-f-P.No 15) . |  |  |  | 192 | Sft | 14429.25 | %Sft | 27704
5 | Making and Fixing Steel Grated Door with 1/16" thick sheeting i/c angle iron frame 2"x2"x 3/8" size and 3/4" square bars at 4" center to center i/c locking arrangments (S.I. 24 P.No 91) |  |  |  | 69 | Cft | 726.72 | P.Cft | 50144
6 | Pacca Brick work in other than building (1:6) (S.I.No 7-e- P.No 21) |  |  |  | 37 | Cft | 12346.65 | %Cft | 4568
7 | Removing cement palster from walls (S.I.No. 53 P-13) |  |  |  | 327 | Cft | 121 | %Sft | 396
8 | Applying floating coat of cement 1/32" thick (S.I.No.14 P-52) |  |  |  | 327 | Cft | 660 | %Sft | 2158
9 | Febrication of mild steel reinfored for cc i/c cutting bending and lying in position making joints and fasting includes all cost of removal of rust from bars. (S.I.No. 7 P-20) |  |  |  | 3.96 | cwt | 5001.7 | P.cwt | 19807
10 | Cement plaster 1/2" thick upto height ratio 1:6 (S.I.No. 13-b- P-51) |  |  |  | 425 | Sft | 2206.6 | %Sft | 9378
11 | Cement plaster 3/8" thick ratio 1:4 (S.I.No: 11 (a) P.No: 51) |  |  |  | 425 | Sft | 2197.52 | %Sft | 9339
12 | Scraping in ordinary distemper oil bound distemper or paint on walls (S. 54 (b) P13) |  |  |  | 882 | Sft | 226.88 | %Sft | 2001
13 | Supplying and fixing false ceilling of paster of paris in pannel I/c making fram work of deodar wood I/c pointing with galigia paint (S.I.No. 52 P-63) |  |  |  | 232 | Sft | 25293.42 | %Sft | 58681
14 | Providing and fixing palster of paris ceilling bordar of 5"x10" with of specified design and thickness I/c fixing beside ceilling with nails screws with getties (S.I.No. 44 P-38) |  |  |  | 63 | Sft | 104.22 | %Sft | 6566
15 | Distempering 3 Coats (S.I.No 24-C-P.No 53) |  |  |  | 521 | Sft | 1079.65 | %Sft | 5625
16 | Preparing / Painting guard bars (New Surface 3 Coat ) (S.I.No 5-D-P.No 69) |  |  |  | 144 | Sft | 1270.83 | %Sft | 1830
17 | Painting Guard Bars 3 Coats (old Surface) (S.I.No 4-d-P.No 68) |  |  |  | 276 | Sft | 977.4 | %Sft | 2698
18 | Preparing the Surface with Plastic Emulsion Paint (S.I.No 40 P.No56) |  |  |  | 882 | Sft | 1980.83 | %Sft | 17471
|  |  |  | Amount of Schedule Items |  |  | Total | Rs: | 267069
Add: / Deduct _________ %Above / Below of rates oc CSR Rs:
Total
Note: Any variation in the description on item Quantites, Rates if
any as per Sanctioned Estimate will be accepted
| CONTRACTOR |  |  |  |  | EXECUTIVE ENGINEER
BUILDINGS DIVISION
SANGHAR.

## M&RDC House
SCHEDULE OF PRICES (BOQ)
(Description and rate of items based on Composite Schedule of Rates)
NAME OF WORK: - |  | M&R To Deputy Commissioner House Sanghar
S.# | Items of Work |  |  |  | Qty: |  | Rate | Unit | Amount
Part-A (Civil Work)
1 | Excavation in foundation of building bridges and other sturture I/c degtelling gretting refilling around structure with excavated earth watering and remming lead upto 5' feet ordinary soil (S.I.No. 18 (b) P-4) |  |  |  | 80 | Cft | 3176.25 | %0Cft | 254
2 | Cement concrete brick work or stone ballast 1:5:10 (S.I.No.4 ( C ) P-14) |  |  |  | 16 | Cft | 8694.95 | %Cft | 1391
3 | R.C.C work I/c all labour and material except the cost of steel reinforcement for c.c and its labour for bending and binding which will be paid sepretely (a)RC work in roof slabs beams coloumns rafts, and lintles and other structural members laid in situe |  |  |  | 74 | Cft | 337 | P.Cft | 24938
4 | Febrication of mild steel reinfored for cc i/c cutting bending and lying in position making joints and fasting includes all cost of removal of rust from bars. (S.I.No. 7 P-20) |  |  |  | 2.96 | cwt | 5001.7 | P.cwt | 14805
5 | Dismentling pacca brick work in cment send moter (S.I.No.13 P.No. 10) |  |  |  | 93 | Sft | 1285.63 | %Sft | 1196
6 | Pacca Brick work in other than building (1:6) (S.I.No 7-e- P.No 21) |  |  |  | 185 | Cft | 12346.65 | %Cft | 22841
7 | Cement plaster 1/2" thick upto height ratio 1:6 (S.I.No. 13-b- P-51) |  |  |  | 96 | Sft | 2206.6 | %Sft | 2118
8 | Cement plaster 3/8" thick ratio 1:4 (S.I.No: 11 (a) P.No: 51) |  |  |  | 96 | Sft | 2197.52 | %Sft | 2110
8 | Fixing ex pandedantal with 1" deodar wooden strips and screw (S.I.No. 22 (A) P.No 61) |  |  |  | 36 | Sft | 296.05 | P.Sft | 10658
|  |  |  | Amount of Schedule Items |  |  | Total | Rs: | 80311
Add: / Deduct _________ %Above / Below of rates oc CSR Rs:
Total(A)
Part-B (Non-Schedule Item)
1 | Laying and Errection at site 14 to 16 guge barbid wire circular or ring shape with 1-1/4"x 1-1/4"x1/8" angle iron support as Y Type i/c welding of anlge irorn i/c carrige etc |  |  |  | 1555 | Sft |  | P.Sft
2 | Laying and welding of expended metal 16 guage to existing iron grill etc complete i/c iron patti. |  |  |  | 111 | Sft |  | P.Sft
3 | Supplying best quality foot valve 3" dia |  |  |  | 1 | Sft |  | P.Sft
4 | General Repair of Main Steel gate i/c welding as required and errection in position |  |  |  | 1 | Job |  | P.Job
[7 empty] | Total (B) | Rs:
Total (A+B)
Note: Any variation in the description on item Quantites, Rates if
any as per Sanctioned Estimate will be accepted
| CONTRACTOR |  |  |  |  | EXECUTIVE ENGINEER
BUILDINGS DIVISION
SANGHAR.

## AC Revenue Bungalow
SCHEDULE OF PRICES (BOQ)
(Description and rate of items based on Composite Schedule of Rates)
NAME OF WORK: - |  | M&R to Assistant Commissioner Revenue Bungalow Sanghar
S.# | Items of Work |  |  |  | Qty: |  | Rate | Unit | Amount
Part-A (Civil Work)
1 | Providing and Fixing angle iron frame vertical posts for barbed wire fancing of size 2"x2" x 1/4" embeded in masonary piller i/c making cuts at 12" i/c fixing in pillars by chiselling and filing with cement sand mortar (S.I.No. 8 P.No 95) |  |  |  | 100 | Rft | 169.18 | P.Rft | 16918
2 | Providing barbid wire fencing with 12 gauge @ 6" a part barbied wire i/c fixing in ablge iron vertical posts (S.i.No. 9 P.No 96) |  |  |  | 1050 | Rft | 8.38 | P.Rft | 8799
3 | First Class deodar wood rought joinery in door and windows etc fixied in position I/c chwkat hold fast hinges iron tower bit chowk cleats handles and coard with hooks etc 1 3/4" thick (S.I.No 7-b-P.No 57) |  |  |  | 18 | Sft | 1273.76 | P.Sft | 22927.68
4 | First Class deodar wood rought joinery in door and windows etc fixied in position I/c chwkat hold fast hinges iron tower bit chowk cleats handles and coard with hooks etc 1 3/4" thick (S.I.No 7-b-P.No 57) |  |  |  | 25 | Sft | 454.19 | P.Sft | 11354.75
5 | Galvonized wire guaze fixed to chowkats with 3/4" deodar strip and screws (S.I.No 14-D-P.No: 59) |  |  |  | 210 | Sft | 190.72 | P.Sft | 40051
6 | Supplying and fixing false ceilling of paster of paris in pannel I/c making fram work of deodar wood I/c pointing with galigia paint (S.I.No. 52 P-63) |  |  |  | 192 | Sft | 25293.42 | %Sft | 48563
7 | Providing and fixing palster of paris ceilling bordar of 5"x10" with of specified design and thickness I/c fixing beside ceilling with nails screws with getties (S.I.No. 44 P-38) |  |  |  | 56 | Sft | 104.22 | P.Rft | 5836
8 | Dismentaling C.C Plain (1:2:4) (S.I.No 19-C-P.No 10) |  |  |  | 150 | Cft | 3327.5 | %Cft | 4991
9 | Cement Concrete palin including placing compacting finishing and curring complete including screending and washing of stone aggregate without shuttering ratio 1:2:4 ( S.I.No 5-f-P.No 15) . |  |  |  | 59 | Cft | 14429.25 | %Cft | 8513
10 | Laying Floor of approved colour glazed tiles 1/4" thick laid in white cement and pigments on the bad of 3/4" thick cement morter (S.I.No 25 P.No 42) |  |  |  | 459 | Sft | 27747.06 | %Sft | 127359
11 | Providing and Lying 3" thick C.C topping (1:2:4) i/c surface finishing dividing into panles (S.I.No 16-B-P.No 41) 2" thick |  |  |  | 377 | Sft | 3275.5 | %Sft | 12349
12 | Removing cement palster from walls (S.I.No. 53 P-13) |  |  |  | 1200 | Cft | 121 | %Sft | 1452
13 | Applying floating coat of cement 1/32" thick (S.I.No.14 P-52) |  |  |  | 1200 | Cft | 660 | %Sft | 7920
14 | Cement plaster 1/2" thick upto height ratio 1:6 (S.I.No. 13-b- P-51) |  |  |  | 1200 | Sft | 2206.6 | %Sft | 26479
15 | Cement plaster 3/8" thick ratio 1:4 (S.I.No: 11 (a) P.No: 51) |  |  |  | 1200 | Sft | 2197.52 | %Sft | 26370
16 | Painting doors and windows any type three coats (old Surface) (S.I.No.4-c P-67) |  |  |  | 945 | Sft | 1662.21 | %Sft | 15708
17 | Preparing New surface paitning Shash fan light glazed or gauzed door and windows 03 Coats (S.I.N 5-b-P.No 69) |  |  |  | 210 | Sft | 1270.83 | %Sft | 2669
18 | Painting Guard Bars 3 Coats (old Surface) (S.I.No 4-d-P.No 68) |  |  |  | 276 | Sft | 977.4 | %Sft | 2698
19 | Prearping Old Surface painting Sash fan light (S.I.No….. P.No….) |  |  |  | 102 | Sft | 976.58 | %Sft | 996
20 | Scraping in ordinary distemper oil bound distemper or paint on walls (S. 54 (b) P13) |  |  |  | 1589 | Sft | 226.88 | %Sft | 3605
21 | Painting Old Surface painting corruqated surface with oil paint 3 coat (S.I.No….. P.No…..) |  |  |  | 834 | Sft | 1486.21 | %Sft | 12395
22 | Distempering 3 Coats (S.I.No 24-C-P.No 53) |  |  |  | 2344 | Sft | 1079.65 | %Sft | 25307
23 | White washing 3 coats (S.I.No 26-C-P.No 53) |  |  |  | 1261 | Sft | 829.95 | %Sft | 10466
24 | Colour wash 2 Coats (S.I.No 24 P.No 53) |  |  |  | 5418 | Sft | 859.9 | %Sft | 46589
|  |  |  | Amount of Schedule Items |  |  | Total | Rs: | 490316.43
Add: / Deduct _________ %Above / Below of rates oc CSR Rs:
Deduct _________ % Below of Marble item rates oc CSR Rs:
Total(A)
Part-B ( Water Supply & Sanitary Fitting)
1 | S/F Shink mixture cock with C.P head etc complete (S.I.No 17 P.No 19) |  |  |  | 1 | Nos | 2745.6 | P.No: | 2746
2 | S/F wash basin mixture with 1/2" dia C.P h C.P head etc complete (S.I.No 14-a- P.No 19) |  |  |  | 2 | Nos | 3179 | P.No: | 6358
3 | S/F: long bib cock of superier quality with 1/2" thick c.p head (S.I.No 13-b-P.No 19) |  |  |  | 4 | Nos | 1109.46 | Each | 4437.84
4 | S/F: Jet shower with rod of superior quality with C.P handle 1/2" dia (S.I.No: 15 / P-19). |  |  |  | 2 | Nos | 1142.24 | P.No: | 2284.48
5 | S/F: 1/2" Cancelled tee stop cock of superior quality with C.P head 1/2" (S.I.No: 14 P.No:14). |  |  |  | 4 | Nos | 843.92 | P.No: | 3375.68
6 | P/F 1/2" dia nyloon connection with peir of slip cock and jointed to nyloon connection (S.i.No 23 P.No 6) |  |  |  | 4 | Nos | 447.15 | Each | 1788.6
|  |  |  | Amount of Schedule Items |  |  |  | Total | 20990.6
Add: / Deduct _________ %Above / Below on Sanitary Items Rs:
Total (B)
Total (A+B)
Note: Any variation in the description on item Quantites, Rates if
any as per Sanctioned Estimate will be accepted
| CONTRACTOR |  |  |  |  | EXECUTIVE ENGINEER
BUILDINGS DIVISION
SANGHAR.

## XEN office Sanghar
( E S T I M A T E ).
NAME OF WORK: - |  | M&R to XEN Building Office Sanghar
S.# | Items of Work |  |  |  | Qty: |  | Rate | Unit | Amount
Part-A (Civil Work)
1 | Dismentaling C.C Plain (1:2:4) (S.I.No 19-C-P.No 10) |  |  |  | 579 | Cft | 3327.5 | %Cft | 19266
2 | Removing cement palster from walls (S.I.No. 53 P-13) |  |  |  | 486 | Cft | 121 | %Cft | 588
3 | Applying floating coat of cement 1/32" thick (S.I.No.14 P-52) |  |  |  | 486 | Cft | 660 | %Sft | 3208
4 | Cement plaster 1/2" thick upto height ratio 1:6 (S.I.No. 13-b- P-51) |  |  |  | 675 | Cft | 2206.6 | %Sft | 14895
5 | Cement plaster 3/8" thick ratio 1:4 (S.I.No: 11 (a) P.No: 51) |  |  |  | 675 | Cft | 2197.52 | %Sft | 14833
6 | Pacca Brick Work in ground floor with cement sand mortar ratio (1:6) (S.I.No 5 (e) Page No: 20) |  |  |  | 81 | Cft | 12674.36 | %Cft | 10266
7 | R.C.C work I/c all labour and material except the cost of steel reinforcement for c.c and its labour for bending and binding which will be paid sepretely (a)RC work in roof slabs beams coloumns rafts, and lintles and other structural members laid in situe or pre cost laid in position making joints and fastening (1:2:4) ratio (S.I.No 6 P.No 16) |  |  |  | 67 | Cft | 337 | P.Cft | 22579
8 | Febrication of mild steel reinfored for cc i/c cutting bending and lying in position making joints and fasting includes all cost of removal of rust from bars. (S.I.No. 8 (a) P-16)
| a) Tar Bar |  |  |  | 2.14 | Cft | 5001.7 | P.Cwt | 10704
| b) Mild Bar |  |  |  | 0.53 | Cft | 4820.2 | P.Cwt | 2555
9 | Cement Concrete palin including placing compacting finishing and curring complete including screending and washing of stone aggregate without shuttering ratio 1:2:4 ( S.I.No 5-f-P.No 15) . |  |  |  | 126 | Cft | 14429.25 | %Sft | 18181
10 | Two Coat of Bitumen laid hot using 34 Lbs for % Sft over roof and blinded with sand at one C.ft Per % Sft (S.I.No 13 P.No 34) |  |  |  | 4799 | Cft | 1887.4 | %Sft | 90576
8 | Providing and Lying 3" thick C.C topping (1:2:4) i/c surface finishing dividing into panles (S.I.No 16-B-P.No 41) 3" Thick |  |  |  | 1535 | Cft | 4411.82 | %Sft | 67721
9 | Laying Floor of approved colour glazed tiles 1/4" thick laid in white cement and pigments on the bad of 3/4" thick cement morter (S.I.No 25 P.No 42) |  |  |  | 648 | Cft | 27747.06 | %Sft | 179801
10 | Glazed tiles dado 1/4" thick laid in pigment over 1:2 cement sand morter 3/4" thick i/c finishing (S.I.No 38 P.No 44) |  |  |  | 96 | Cft | 28299.3 | %Sft | 27167
11 | Galvonized wire guaze fixed to chowkats with 3/4" deodar strip and screws (S.I.No 14-D-P.No: 59) |  |  |  | 144 | Cft | 190.72 | P.Sft | 27464
12 | Scraping in ordinary distemper oil bound distemper or paint on walls (S. 54 (b) P13) |  |  |  | 7153 | Cft | 226.88 | %Sft | 16229
13 | Distempering 3 Coats (S.I.No 24-C-P.No 53) |  |  |  | 7153 | Cft | 1079.65 | %Sft | 77227
14 | White washing 3 coats (S.I.No 26-C-P.No 53) |  |  |  | 2399 | Cft | 829.95 | %Sft | 19911
15 | Painting Old Surface painting corruqated surface with oil paint 3 coat (S.I.No….. P.No…..) |  |  |  | 408 | Cft | 1486.21 | %Sft | 6064
16 | Painting doors and windows any type three coats (old Surface) (S.I.No.4-c P-67) |  |  |  | 710 | Cft | 1662.21 | %Sft | 11802
17 | Preparing New surface paitning Shash fan light glazed or gauzed door and windows 03 Coats (S.I.N 5-b-P.No 69) |  |  |  | 180 | Cft | 1270.83 | %Sft | 2287
18 | Painting Guard Bars 3 Coats (old Surface) (S.I.No 4-d-P.No 68) |  |  |  | 575 | Cft | 977.4 | %Sft | 5620
19 | Colour wash 3 Coats (S.I.No 24 P.No 53) |  |  |  | 1793 | Cft | 859.9 | %Sft | 15418
20 | Preparing the Surface with Plastic Emulsion Paint (S.I.No 40 P.No56) |  |  |  | 340 | Cft | 1980.83 | %Sft | 6735
21 | Preparing the surface and painting with Matt Finish i/c rubbing the surface with Bathy (Silicon carbide rubbing brick) filling th evoids with zink / chalk / plaster of paris mixture, applying first coat premix, making the surface smooth and then painting 3 Coats with matt finish of approved make etc complete (Old Surface) (S.I.No 37-b-P.No 54) |  |  |  | 760 | Cft | 2499.76 | %Sft | 18998
22 | Providing and Fixing deodar wood Almirah 9"-12" depth i/c boxing with back shelves, shulters brass fitting (S.I.No…….. P.No……..) |  |  |  | 18 | Cft | 1748 | P.Sft | 31464
23 | First Class deodar wood rought joinery in door and windows etc fixied in position I/c chwkat hold fast hinges iron tower bit chowk cleats handles and coard with hooks etc 1 3/4" thick (S.I.No 7-b-P.No 57) |  |  |  | 18 | Cft | 1273.76 | P.Sft | 22928
|  |  |  | Amount of Schedule Items |  |  | Total | Rs: | 744507
Add: / Deduct _________ %Above / Below of rates oc CSR Rs:
Deduct _________ % Below of Marble item rates oc CSR Rs:
Total(A)
Part-B ( Water Supply & Sanitary Fitting)
1 | P/F: european white glazed earthen ware wash down w.c pan complete with and i/c the cost of white/ black plastic seat (Best Quality) and lid with c.P brass hinges and buffers, 3 gallons white glazed earthen european ware low level floushing cistern with siphon fitting 1-1/2" dia white porcelain enamelled flush bend 3/4" dia and making requisite number of holes in walls, plinth and floor for pipe connections and making good in cement concrete 1:2:4 (Foreign Quality) (S.I.No 5 P-2) |  |  |  | 1 | Nos | 11747.4 | Each | 11747.4
2 | P/F: squanting eurptan type white glazed earthen ware w.c pan with complete flushing cistern with internal fitting and flush pipe with bend & making requisite number of holes in walls plinth & floor for pipe constructions & making good in cement concrete1:2:4 (W.C Pan o not less than 23" clear opening between flushing rins and 3 gallons flushing tank with 4" dia C.I Pipe (S.I.No 1-b-P.No 1) |  |  |  | 1 | Nos | 4846.6 | Each | 4846.6
3 | Add: Extra for providing and fixing of earthen ware pedestal (S.I.No: 9 P.No: 03). |  |  |  | 1 | Nos | 938.47 | Each | 938.47
4 | S/F C.P Muslim Shower with double bib cock and ring pipe etc complete (S.I.No. 19 P.No. 19) |  |  |  | 1 | Nos | 3432 | Each | 3432
5 | P/F 1/2" dia nyloon connection with peir of slip cock and jointed to nyloon connection (S.i.No 23 P.No 6) |  |  |  | 4 | Nos | 447.15 | Each | 1788.6
6 | S/F: long bib cock of superier quality with 1/2" thick c.p head (S.I.No 13-b-P.No 19) |  |  |  | 6 | Nos | 1109.46 | Each | 6656.76
7 | S/F: 1/2" Cancelled tee stop cock of superior quality with C.P head 1/2" (S.I.No: 14 P.No:14). |  |  |  | 6 | Nos | 889.46 | P.No: | 5336.76
8 | Providing G.I pipe special etc including fixing cutting and fitting complete with and i/c the cost of breaking through walls and roof making good etc painting two coats after cleaning the pipe etc with white zink paint with pigment to match. (S.I.No 1 P.No 12)
| i) 1/2" dia |  |  |  | 38 | Rft | 73.21 | P.RRft | 2781.98
| ii) 3/4" dia |  |  |  | 35 | Rft | 95.79 | P.RRft | 3352.65
9 | P/F: Handle valve (Chine Make)
| A---do--- 3/4" dia |  |  |  | 2 | Nos | 271.92 | P.No: | 543.84
| B---do--- 1/2" dia |  |  |  | 2 | Nos | 200.42 | P.No: | 400.84
|  |  |  | Amount of Schedule Items |  |  | Total | Rs: | 41825.9
Add: / Deduct _________ %Above / Below on Sanitary Items Rs:
Add: / Deduct _________ %Above / Below only G.I & RCC Pipe Rs:
Total(B)
Part-C ( Non-Schedule Item)
1 | S/F 0.50 HP Motor 1800 RPM with piston pump set of approved quality i/c making plate form in C.C 1:2:4 (M.R) |  |  |  | 1 | No |  | Each
[7 empty] | Total (C ) | Rs:
Total (A+B+C)
Note: Any variation in the description on item Quantites, Rates if
any as per Sanctioned Estimate will be accepted
| CONTRACTOR |  |  |  |  | EXECUTIVE ENGINEER
BUILDINGS DIVISION
SANGHAR.

## S.E Bungalow
SCHEDULE OF PRICES (BOQ)
(Description and rate of items based on Composite Schedule of Rates)
NAME OF WORK: - |  | M&R to Superintending Engineer Bungalow Sanghar
S.# | Items of Work |  |  |  | Qty: |  | Rate | Unit | Amount
Part-A (Civil Work)
1 | Pacca Brick Work in other than building (1:6) (S.I.No 7-a-P.No. 21) |  |  |  | 74 | Cft | 12346.65 | %Cft | 9137
2 | Dismentaling C.C Plain (1:2:4) (S.I.No 19-C-P.No 10) |  |  |  | 66 | Cft | 3327.5 | %Cft | 2196
3 | Removing cement palster from walls (S.I.No. 53 P-13) |  |  |  | 2542 | Cft | 121 | %Sft | 3076
4 | Applying floating coat of cement 1/32" thick (S.I.No.14 P-52) |  |  |  | 2542 | Cft | 660 | %Sft | 16777
5 | Cement plaster 1/2" thick upto height ratio 1:6 (S.I.No. 13-b- P-51) |  |  |  | 2942 | Sft | 2206.6 | %Sft | 64918
6 | Cement plaster 3/8" thick ratio 1:4 (S.I.No: 11 (a) P.No: 51) |  |  |  | 2942 | Sft | 2197.52 | %Sft | 64651
7 | Cement Concrete palin including placing compacting finishing and curring complete including screending and washing of stone aggregate without shuttering ratio 1:2:4 ( S.I.No 5-f-P.No 15) . |  |  |  | 46 | Cft | 14429.25 | %Cft | 6637
8 | Providing and Fixing 3/8" thick marble tiles of approved quality and colour and shade size 8" x 4" / 6" x 4" in dado skirting and facing removal / tucking of existing plaster surface etc. over 1/2" thick base of cement mortar 1:3 setting of tils in slurry of white cement over mortar base i/c filling the joints and washing the tiles with white cement slurry, currient finishing cleaning and (Old Work) (S.I.No 68 P.No 48) |  |  |  | 292 | Sft | 201.07 | P.Sft | 58712
9 | Laying Floor of approved colour glazed tiles 1/4" thick laid in white cement and pigments on the bad of 3/4" thick cement morter (S.I.No 25 P.No 42) |  |  |  | 56 | Sft | 27747.06 | %Sft | 15538
10 | Glazed tiles dado 1/4" thick laid in pigment over 1:2 cement sand morter 3/4" thick i/c finishing (S.I.No 38 P.No 44) |  |  |  | 128 | Sft | 28299.3 | %Sft | 36223
11 | First Class deodar wood rought joinery in door and windows etc fixied in position I/c chwkat hold fast hinges iron tower bit chowk cleats handles and coard with hooks etc 1 3/4" thick (S.I.No 7-b-P.No 57) |  |  |  | 18 | Sft | 1273.76 | P.Sft | 22927.68
12 | Providing and fixing palster of paris ceilling bordar of 5"x10" with of specified design and thickness I/c fixing beside ceilling with nails screws with getties (S.I.No. 44 P-38) |  |  |  | 40 | Sft | 104.22 | P.Rft | 4169
13 | Preparing the surface and painting with Matt Finish i/c rubbing the surface with Bathy (Silicon carbide rubbing brick) filling th evoids with zink / chalk / plaster of paris mixture, applying first coat premix, making the surface smooth and then painting 3 Coats with matt finish of approved make etc complete (Old Surface) (S.I.No 37-b-P.No 54) |  |  |  | 964 | Sft | 2499.76 | %Sft | 24098
14 | Scraping in ordinary distemper oil bound distemper or paint on walls (S. 54 (b) P13) |  |  |  | 1928 | Sft | 226.88 | %Sft | 4374
14 | Distempering 3 Coats (S.I.No 24-C-P.No 53) |  |  |  | 3855 | Sft | 1079.65 | %Sft | 41621
14 | White washing 3 coats (S.I.No 26-C-P.No 53) |  |  |  | 1003 | Sft | 829.95 | %Sft | 8324
15 | Painting doors and windows any type three coats (old Surface) (S.I.No.4-c P-67) |  |  |  | 836 | Sft | 1662.21 | %Sft | 13896
16 | Galvonized wire guaze fixed to chowkats with 3/4" deodar strip and screws (S.I.No 14-D-P.No: 59) |  |  |  | 32 | Sft | 190.72 | P.Sft | 6103
17 | Colour wash 2Coats (S.I.No 24 P.No 53) |  |  |  | 4320 | Sft | 859.9 | %Sft | 37148
18 | Preparing Old surface paitning Shash fan light glazed or gauzed door and windows 03 Coats (S.I.N 5-c-P.No 69) |  |  |  | 499 | Sft | 1270.83 | %Sft | 6341
|  |  |  | Amount of Schedule Items |  |  | Total | Rs: | 446865.68
Add: / Deduct _________ %Above / Below of rates oc CSR Rs:
Deduct _________ % Below of Marble item rates oc CSR Rs:
Total(A)
PART-(B) Water Supply & Sanitary Fitting
1 | P/F: squanting eurptan type white glazed earthen ware w.c pan with complete flushing cistern with internal fitting and flush pipe with bend & making requisite number of holes in walls plinth & floor for pipe constructions & making good in cement concrete1:2:4 (W.C Pan o not less than 23" clear opening between flushing rins and 3 gallons flushing tank with 4" dia C.I Pipe (S.I.No 1-b-P.No 1) |  |  |  | 1 | Nos | 5486.8 | Each | 5486.8
2 | P/F: squanting eurptan type white glazed earthen ware w.c pan with complete flushing cistern with internal fitting and flush pipe with bend & making requisite number of holes in walls plinth & floor for pipe constructions & making good in cement concrete1:2:4 (W.C Pan o not less than 23" clear opening between flushing rins and 3 gallons flushing tank with 4" dia C.I Pipe (S.I.No 1-b-P.No 1) |  |  |  | 1 | Nos | 4694.8 | Each | 4694.8
2 | Add: Extra for providing and fixing of earthen ware pedestal (S.I.No: 9 P.No: 03). |  |  |  | 1 | Nos | 938.47 | Each | 938.47
3 | P/f: 6" X 2" or 6" X 3" C.I floor trap of the approved self cleaning design with a C.I srew down gating with out a vent arm complete with a nd I/c making requost number of holes in cement walls plinth and floor pipe connection and making good in c.c. 1:2:4 ratio (S.I.No 20 P.No 6) |  |  |  | 1 | Nos | 2042.13 | Each | 2042.13
4 | P/F 1/2" dia nyloon connection with peir of slip cock and jointed to nyloon connection (S.i.No 23 P.No 6) |  |  |  | 3 | Nos | 447.15 | Each | 1341.45
5 | Providing and Fixing 1/2" dia local connection (S.I.No 22 P.No 6) |  |  |  | 2 | Nos | 689.7 | Each | 1379.4
6 | S/F: Cancelled stop cock of superier quality with c.p head 1/2" dia (S.I.No 11-b-P.No 18) |  |  |  | 2 | Nos | 478.25 | P.No: | 956.5
7 | S/F: 1/2" Cancelled tee stop cock of superior quality with C.P head 1/2" (S.I.No: 14 P.No:14). |  |  |  | 3 | Nos | 843.92 | P.No: | 2531.76
8 | S/F: long bib cock of superier quality with 1/2" thick c.p head (S.I.No 13-b-P.No 19) |  |  |  | 3 | Nos | 1109.46 | Each | 3328.38
9 | S/F: Jet shower with rod of superior quality with C.P handle 1/2" dia (S.I.No: 15 / P-19). |  |  |  | 1 | Nos | 1142.24 | P.No: | 1142.24
10 | S/F: sawan type of piler cock superier quality single C.P hea 1/2" dia (S.I.No 16-b-P.No 19) |  |  |  | 1 | Nos | 795 | P.No: | 795
11 | P/F: Chamber 9" X 6" ( Inside dimension) x 24" deep for house maters with 6" thick c.c 1:2 block get on 1:6 cement morter 6" thick c,c, 1:4:8 in foundation 1/2" thick cement plaster 1:3 C.M to all inside wall surface and to top 1" thick c.c. 1:2:4 flooring complete with hinged cast concrate a cover and frame 15" x 9" (inside) clear opning wt: 1"qr : etc fixed in cement concrate 1:2:4 i/c curring excavation back filling and disposal of earth etc complete (S.I.No 4 P.No 20) |  |  |  | 2 | Nos | 2582.47 | Each | 5164.94
12 | Construction of Main Hole or inspection Chamber size 2x2'x3-6" of bricks masonary without C.I Cover and frame |  |  |  | 1 | Nos | 7191.5 | Each | 7191.5
13 | M/F of 24" RCC Main Hole Cover cast in 1:2:4 concrete , 3" thick and reinforcement with 1/2" dia bar at 4" center to center (S.I.No 1 P.No 30) |  |  |  | 1 | Nos | 913.63 | Each | 913.63
14 | UPVC pipe pressure pipe "B" Class fixing in tranches i/c cutting fitting etc complete 4" dia (S.I.No 4-b-P.no 23) |  |  |  | 15 | Rft | 136 | P.Rft | 2040
15 | Providing and Fixing RCC Pipe 6" dia (S.I.No 2-P.No 23) |  |  |  | 18 | Rft | 199.25 | Each | 3586.5
16 | Providing G.I pipe special etc including fixing cutting and fitting complete with and i/c the cost of breaking through walls and roof making good etc painting two coats after cleaning the pipe etc with white zink paint with pigment to match. (S.I.No 1 P.No 12)
| i) 1/2" dia |  |  |  | 25 | Rft | 73.21 | P.RRft | 1830.25
| ii) 3/4" dia |  |  |  | 15 | Rft | 95.79 | P.RRft | 1436.85
17 | P/F: Handle valve (Chine Make)
| A---do--- 3/4" dia |  |  |  | 1 | Nos | 271.92 | P.No: | 271.92
| B---do--- 1/2" dia |  |  |  | 1 | Nos | 200.42 | P.No: | 200.42
18 | S/F wash basin mixture with 1/2" dia C.P h C.P head etc complete (S.I.No 14-a- P.No 19) |  |  |  | 1 | Nos | 3179 | P.No: | 3179
19 | S/F Shink mixture cock with C.P head etc complete (S.I.No 17 P.No 19) |  |  |  | 1 | Nos | 2745.6 | P.No: | 2746
|  | Amount of Schedule Items | [5 empty] | Total | 53197.94
Add: / Deduct _________ %Above / Below on Sanitary Items Rs:
Add: / Deduct _________ %Above / Below only G.I & RCC Pipe Rs:
Total (B)
Part-C ( Non-Schedule Item)
1 | Rewinding 0.5HP Motor i/c Repair of pump set also i/c removing and refixing hcarges |  |  |  | 1 | Job |  | P.Job
2 | Rewinding and Refixing earthing ware Flushtank and Replacement of interal fitting |  |  |  | 1 | Job |  | P.Job
Total (C)
Total (A+B+C)
Note: Any variation in the description on item Quantites, Rates if
any as per Sanctioned Estimate will be accepted
| CONTRACTOR |  |  |  |  | EXECUTIVE ENGINEER
BUILDINGS DIVISION
SANGHAR.
Note on P18: Anwer ali:

## M&R B&R Colony
SCHEDULE OF PRICES (BOQ)
(Description and rate of items based on Composite Schedule of Rates)
NAME OF WORK: - |  | M&R to IV Type Quarters in B&R Colony Sanghar.
S.# | Items of Work |  |  |  | Qty: |  | Rate | Unit | Amount
Part-A (Civil Work)
1 | Dismentaling C.C Plain (1:2:4) (S.I.No 19-C-P.No 10) |  |  |  | 283 | Cft | 3327.5 | %Cft | 9417
2 | Removing cement palster from walls (S.I.No. 53 P-13) |  |  |  | 624 | Cft | 121 | %Sft | 755
3 | Cement Concrete palin including placing compacting finishing and curring complete including screending and washing of stone aggregate without shuttering ratio 1:2:4 ( S.I.No 5-f-P.No 15) . |  |  |  | 83 | Cft | 14429.25 | %Cft | 11976
4 | Applying floating coat of cement 1/32" thick (S.I.No.14 P-52) |  |  |  | 624 | Cft | 660 | %Sft | 4118
5 | Providing and Lying 3" thick C.C topping (1:2:4) i/c surface finishing dividing into panles (S.I.No 16-B-P.No 41) 3" thick |  |  |  | 975 | Sft | 4411.82 | %Sft | 43015
6 | Making and Fixing Frame for door and window (S.I.No. 25 P.No 61) |  |  |  | 18 | Sft | 370.83 | P.Sft | 6675
7 | First Class deodar wood rought joinery in door and windows etc fixied in position I/c chwkat hold fast hinges iron tower bit chowk cleats handles and coard with hooks etc 1 3/4" thick (S.I.No 7-b-P.No 57) |  |  |  | 4 | Sft | 1273.76 | P.Sft | 5095.04
8 | First Class deodar wood rought joinery in door and windows etc fixied in position I/c chwkat hold fast hinges iron tower bit chowk cleats handles and coard with hooks etc 1 3/4" thick (S.I.No 7-b-P.No 57) ( 144 Mash 1-1/2" thick (S.I.No. 14 (b) P.no.59) |  |  |  | 49 | Sft | 562.98 | P.Sft | 27586.02
9 | Galvonized wire guaze fixed to chowkats with 3/4" deodar strip and screws (S.I.No 14-D-P.No: 59) |  |  |  | 59 | Sft | 190.72 | P.Sft | 11252
10 | Supplying and fixing false ceilling of paster of paris in pannel I/c making fram work of deodar wood I/c pointing with galigia paint (S.I.No. 52 P-63) |  |  |  | 154 | Sft | 25293.42 | %Sft | 38952
11 | Providing and fixing palster of paris ceilling bordar of 5"x10" with of specified design and thickness I/c fixing beside ceilling with nails screws with getties (S.I.No. 44 P-38) |  |  |  | 50 | Sft | 104.22 | P.Rft | 5211
12 | Cement plaster 1/2" thick upto height ratio 1:6 (S.I.No. 13-b- P-51) |  |  |  | 624 | Sft | 2206.6 | %Sft | 13769
13 | Cement plaster 3/8" thick ratio 1:4 (S.I.No: 11 (a) P.No: 51) |  |  |  | 150 | Sft | 2197.52 | %Sft | 3296
14 | Laying Floor of approved colour glazed tiles 1/4" thick laid in white cement and pigments on the bad of 3/4" thick cement morter (S.I.No 25 P.No 42) |  |  |  | 689 | Sft | 27747.06 | %Sft | 191177
15 | Glazed tiles dado 1/4" thick laid in pigment over 1:2 cement sand morter 3/4" thick i/c finishing (S.I.No 38 P.No 44) |  |  |  | 474 | Sft | 28299.3 | %Sft | 134139
16 | Door Closers single action good quality (S.I.No 208(xiii-i) P.No 75) |  |  |  | 2 | Sft | 5000 | P.Sft | 10000
17 | Supplying and fixing in position iron steel grillies of 3/4" x1/4" size flat iron of approved design I/c painting 3 cost etc complete finishing grill (S.I.No. 26 P-92) |  |  |  | 12 | Sft | 180.5 | P.Sft | 2166
18 | Scraping in ordinary distemper oil bound distemper or paint on walls (S. 54 (b) P13) |  |  |  | 1505 | Sft | 226.88 | %Sft | 3415
19 | Painting doors and windows any type three coats (old Surface) (S.I.No.4-c P-67) |  |  |  | 844 | Sft | 1662.21 | %Sft | 14029
20 | Preparing the surface and painting with Matt Finish i/c rubbing the surface with Bathy (Silicon carbide rubbing brick) filling th evoids with zink / chalk / plaster of paris mixture, applying first coat premix, making the surface smooth and then painting 3 Coats with matt finish of approved make etc complete (Old Surface) (S.I.No 37-b-P.No 54) |  |  |  | 450 | Sft | 2499.76 | %Sft | 11249
21 | Distempering 3 Coats (S.I.No 24-C-P.No 53) |  |  |  | 2559 | Sft | 1079.65 | %Sft | 27628
22 | Providing and Fixing Deodar Almarah 9 x 12" depth i/c boxing with back shelf, Shutter brass fitting complete (S.I.No. 23 P.No. 61) |  |  |  | 12 | Sft | 1778.5 | P.sft | 21342
23 | White washing 3 coats (S.I.No 26-C-P.No 53) |  |  |  | 1182 | Sft | 829.95 | %Sft | 9810
24 | Painting Guard Bars 3 Coats (old Surface) (S.I.No 4-d-P.No 68) |  |  |  | 285 | Sft | 977.4 | %Sft | 2786
25 | Prearping Old Surface painting Sash fan light (S.I.No….. P.No….) |  |  |  | 228 | Sft | 976.58 | %Sft | 2227
25 | Colour wash 2 Coats (S.I.No 24 P.No 53) |  |  |  | 2551 | Sft | 859.9 | %Sft | 21936
|  |  |  | Amount of Schedule Items |  |  |  | Rs: | 633019.06
Add: / Deduct _________ %Above / Below of rates oc CSR Rs:
Deduct _________ % Below of Marble item rates oc CSR Rs:
Total (A)
Part-B ( Water Supply & Sanitary Fitting)
1 | P/F: squanting eurptan type white glazed earthen ware w.c pan with complete flushing cistern with internal fitting and flush pipe with bend & making requisite number of holes in walls plinth & floor for pipe constructions & making good in cement concrete1:2:4 (W.C Pan o not less than 23" clear opening between flushing rins and 3 gallons flushing tank with 4" dia C.I Pipe (S.I.No 1-b-P.No 1) |  |  |  | 1 | Nos | 4846.6 | Each | 4846.6
2 | P/f: 22"x16" lavatory basin in white glazed earthen ware complete white and I/c the cost at of W.I or c.I Cost of W.I or C.I cantilever brackets 6" built into walls, painted white in 2 coat after a primary coat of red lead paint, a pair of 1/2" rubber plug & chrome brass waste of approved pattern 1-1/4" dia malloable iron or C.P brass traps, amlloable iron or brass unions and making requisite number of holes in walls plinth and floor for pipe connection & making good in cement concrete 1:2:4 (Foreign or Equivalant ) (S.I.No 13 P.No: 4) |  |  |  | 1 | Nos | 4694.8 | Each | 4694.8
3 | Add: Extra for providing and fixing of earthen ware pedestal (S.I.No: 9 P.No: 03). |  |  |  | 1 | Nos | 938.47 | Each | 938.47
4 | P/f: 6" X 2" or 6" X 3" C.I floor trap of the approved self cleaning design with a C.I srew down gating with out a vent arm complete with a nd I/c making requost number of holes in cement walls plinth and floor pipe connection and making good in c.c. 1:2:4 ratio (S.I.No 20 P.No 6) |  |  |  | 2 | Nos | 2024.43 | Each | 4048.86
5 | Providing and Fixing 1/2" dia local connection (S.I.No 22 P.No 6) |  |  |  | 4 | Nos | 689.7 | Each | 2758.8
6 | S/F: long bib cock of superier quality with 1/2" thick c.p head (S.I.No 13-b-P.No 19) |  |  |  | 2 | Nos | 1109.46 | Each | 2218.92
7 | S/F: Cancelled stop cock of superier quality with c.p head 1/2" dia (S.I.No 11-b-P.No 18) |  |  |  | 1 | Nos | 509.74 | P.No: | 509.74
8 | S/F: 1/2" Cancelled tee stop cock of superior quality with C.P head 1/2" (S.I.No: 14 P.No:14). |  |  |  | 2 | Nos | 889.46 | P.No: | 1778.92
9 | S/F: Jet shower with rod of superior quality with C.P handle 1/2" dia (S.I.No: 15 / P-19). |  |  |  | 1 | Nos | 1142.24 | P.No: | 1142.24
10 | S/F: sawan type of piler cock superier quality single C.P hea 1/2" dia (S.I.No 16-b-P.No 19) |  |  |  | 1 | Nos | 795 | P.No: | 795
11 | UPVC pipe pressure pipe "B" Class fixing in tranches i/c cutting fitting etc complete 4" dia (S.I.No 4-b-P.no 23) |  |  |  | 14 | Nos | 136 | Each | 1904
12 | S/F wash basin mixture with 1/2" dia C.P h C.P head etc complete (S.I.No 14-a- P.No 19) |  |  |  | 1 | Nos | 2882 | P.No: | 2882
13 | Providing G.I pipe special etc including fixing cutting and fitting complete with and i/c the cost of breaking through walls and roof making good etc painting two coats after cleaning the pipe etc with white zink paint with pigment to match. (S.I.No 1 P.No 12)
| i) 1/2" dia |  |  |  | 20 | Rft | 73.21 | P.RRft | 1464.2
| ii) 3/4" dia |  |  |  | 25 | Rft | 95.79 | P.RRft | 2394.75
| iii) 1" dia |  |  |  | 25 | Rft | 128.55 | P.RRft | 3213.75
14 | P/F: Chamber 15" X 9" ( Inside dimension) x 24" deep for house maters with 6" thick c.c 1:2 block get on 1:6 cement morter 6" thick c,c, 1:4:8 in foundation 1/2" thick cement plaster 1:3 C.M to all inside wall surface and to top 1" thick c.c. 1:2:4 flooring complete with hinged cast concrate a cover and frame 15" x 9" (inside) clear opning wt: 1"qr : etc fixed in cement concrate 1:2:4 i/c curring excavation back filling and disposal of earth etc complete (S.I.No 4 P.No 20) |  |  |  | 2 | Nos | 2233.02 | Each | 4466.04
|  |  |  | Amount of Schedule Items |  |  |  | Total | 40057.09
Add: / Deduct _________ %Above / Below on Sanitary Items Rs:
Total (B)
Total (A+B)
Note: Any variation in the description on item Quantites, Rates if
any as per Sanctioned Estimate will be accepted
| CONTRACTOR |  |  |  |  | EXECUTIVE ENGINEER
BUILDINGS DIVISION
SANGHAR.
Note on P28: Anwer ali:

## SDO Office SHD
SCHEDULE OF PRICES (BOQ)
(Description and rate of items based on Composite Schedule of Rates)
NAME OF WORK: - |  | M&R to SDO Building Office Shahdadpur.
S.# | Items of Work |  |  |  | Qty: |  | Rate | Unit | Amount
Part-A (Civil Work)
1 | Dismentling RCC work in salb I/c sepraty(S.I.No. 20 P.No,10) |  |  |  | 710 | Cft | 5445 | %Cft | 38660
2 | Removing cement plaster from wall ( S.I.No 53 P.No 13) . |  |  |  | 819 | Sft | 121 | %Sft | 991
3 | RCC work including labour and material except the cost of steel reinforcement and its labour for bending and binding which will be paid sepretely. This rate also include all kinds of forms, moulds, lifting, shuttring, curing, rendering and finishing the exposed surface(i/c screening and washing of shingle) (a) R.C in footing, slab, beams,columns, rafts,lintels and other structural members laid in situ or precast laid in position complete in all respects (i)Ratio 1:2:4 90 lbs cement 2 cft sand 4 cft shingle 1/8" to 1/4" guage (SINO.6 P-17) |  |  |  | 901 | Cft | 337 | p.cft | 239270
4 | Fabrication of mild steel reinforcement for C.C cutting bending laying in position making joints and fastening including the cost of binding wire also including removal of rust from bars (SINO.7(b) P-17) using tar bar. |  |  |  | 31.54 |  | 5001.7 | p.cwt | 157753.618
5 | Pacca Brick work in ground floor in cement sand mortar 1:6 (S.I.No. 5 (e) P-21) |  |  |  | 91 | cft | 12674.36 | %Cft | 11534
6 | Cement Plaster 1/2" thick ratio 1:4 (S.I.No: 13 ( b ) P.No 52) |  |  |  | 1062 | Sft | 2206.6 | %Sft | 23434
7 | Cement Plaster 3/8" thick ratio 1:4 (S.I.No: 11 ( a ) P.No 52) |  |  |  | 1062 | Sft | 2197.52 | %Sft | 23338
8 | Cement Concrete brick or stone ballast 1-1/2" to 2" guage ratio 1:5:10 (S.I.No. 4 c P-15) |  |  |  | 226 | Cft | 8694.95 | %Cft | 19651
9 | Cement Concrete plain including placing compacting finishing and curing complete including screening and washing of stone aggregates without shuttering ratio 1:2:4 (S.I.No. 5 f-P-16) |  |  |  | 153 | Cft | 14429.25 | %Cft | 22077
10 | Laying floor of approved colour glazed tile 1/4" thick laid in white cement and pigment on a bned of 3/4" thick cement mortar 1:2 (S.I.No. 25 P-43) |  |  |  | 244 | Sft | 27747.06 | %Sft | 67703
11 | Glazed tile dado 1/4" thick laid in pigment over 1:2 cement sand mortar 3/4" thick including finishing (S.I.No. 38 P-45) |  |  |  | 102 | Sft | 28299.3 | %Sft | 28865
16 | S/F: in position iron steel grills of 3/4"x1/4" size flat iron of approved design i/c painting 3 coats etc complete finishing grill (S.I.No. 26 P-92) |  |  |  | 108 | Sft | 180.5 | P.sft | 19494
12 | Galvanized wire guaze fixed to chowkhats with 3/4" deodar strip and screws (S.I.No. 14 (d) P-60) |  |  |  | 48 | Sft | 190.72 | P.sft | 9154.56
13 | P/L: C.C topping (1:2:4) i/c surface finishing dividing into panels (S.I>No. 16 (d) P-42) |  |  |  | 1420 | Sft | 3275.5 | %Sft | 46512
14 | Two coats of bitumen laid hot using 34 lbs for %Sft over roof and blinded with sand at one Cft per % Sft (S.I.No. 13 P-34 |  |  |  | 1420 | Sft | 1887.4 | %Sft | 26801
15 | Scraping in ordinary distemper oil bound distemper or paint on walls (S. 54 (b) P13) |  |  |  | 1530 | Cft | 226.28 | %Cft | 3462
16 | White washing 3 coats (S.I.No. 26 (c) P-53) |  |  |  | 908 | Sft | 829.95 | %Sft | 7536
17 | Distempering 3 coats (S.I.No. 24 (c) P-53) |  |  |  | 2040 | Sft | 1079.65 | %Sft | 22025
18 | Painting doors and windows any type three coats (old Surface) (S.I.No.4-c P-67) |  |  |  | 639 | Sft | 1662.21 | %Sft | 10622
19 | Painting Guard Bars 3 Coats (Old Surface ) (S.I.No 4-d-P.69) |  |  |  | 104 | Sft | 977.4 | %Sft | 1016
|  |  |  | Amount of Schedule Items |  |  |  | Rs: | 779886.178
Add: / Deduct _________ %Above / Below of rates oc CSR Rs:
Deduct _________ % Below of Marble item rates oc CSR Rs:
Total(A)
PART-(B) Water Supply & Sanitary Fitting
1 | P/F: european white glazed earthen ware wash down w.c pan complete with and i/c the cost of white/ black plastic seat (Best Quality) and lid with c.P brass hinges and buffers, 3 gallons white glazed earthen european ware low level floushing cistern with siphon fitting 1-1/2" dia white porcelain enamelled flush bend 3/4" dia and making requisite number of holes in walls, plinth and floor for pipe connections and making good in cement concrete 1:2:4 (Foreign Quality) (S.I.No 5 P-2) |  |  |  | 1 | Nos | 11747.4 | Each | 11747.4
1 | P/F: squanting eurptan type white glazed earthen ware w.c pan with complete flushing cistern with internal fitting and flush pipe with bend & making requisite number of holes in walls plinth & floor for pipe constructions & making good in cement concrete1:2:4 (W.C Pan o not less than 23" clear opening between flushing rins and 3 gallons flushing tank with 4" dia C.I Pipe (S.I.No 1-b-P.No 1) |  |  |  | 2 | Nos | 4846.6 | Each | 9693.2
2 | P/f: 22"x16" lavatory basin in white glazed earthen ware complete white and I/c the cost at of W.I or c.I Cost of W.I or C.I cantilever brackets 6" built into walls, painted white in 2 coat after a primary coat of red lead paint, a pair of 1/2" rubber plug & chrome brass waste of approved pattern 1-1/4" dia malloable iron or C.P brass traps, amlloable iron or brass unions and making requisite number of holes in walls plinth and floor for pipe connection & making good in cement concrete 1:2:4 (Foreign or Equivalant ) (S.I.No 13 P.No: 4) |  |  |  | 1 | Nos | 4694.8 | Each | 4694.8
3 | Add: Extra for providing and fixing of earthen ware pedestal (S.I.No: 9 P.No: 03). |  |  |  | 1 | Nos | 938.47 | Each | 938.47
4 | P/f: 6" X 2" or 6" X 3" C.I floor trap of the approved self cleaning design with a C.I srew down gating with out a vent arm complete with a nd I/c making requost number of holes in cement walls plinth and floor pipe connection and making good in c.c. 1:2:4 ratio (S.I.No 20 P.No 6) |  |  |  | 2 | Nos | 2042.43 | Each | 4084.86
5 | P/F 1/2" dia nyloon connection with peir of slip cock and jointed to nyloon connection (S.i.No 23 P.No 6) |  |  |  | 1 | Nos | 447.15 | Each | 447.15
6 | P/F Brass tower rail compelte 24" long 3/4" dia round superior quality (S.I.No 1(iii-B) P.No 7) |  |  |  | 1 | Nos | 1082.95 | Each | 1082.95
7 | Providing G.I pipe special etc including fixing cutting and fitting complete with and i/c the cost of breaking through walls and roof making good etc painting two coats after cleaning the pipe etc with white zink paint with pigment to match. (S.I.No 1 P.No 12)
| i) 1/2" dia |  |  |  | 30 | Rft | 73.21 | P.RRft | 2196.3
| ii) 3/4" dia |  |  |  | 30 | Rft | 95.79 | P.RRft | 2873.7
| iii) 1" dia |  |  |  | 20 | Rft | 128.55 | P.RRft | 2571
8 | Add: extra labour for cancelled G.I Pipe and fitting 1/2" dia |  |  |  | 30 | Rft | 7.82 | P.RRft | 234.6
9 | P/F: Handle valve (Chine Make)
| A---do--- 3/4" dia |  |  |  | 1 | Nos | 271.92 | P.No: | 271.92
| B---do--- 1" dia |  |  |  | 1 | Nos | 365.42 | P.No: | 365.42
10 | S/F: long bib cock of superier quality with 1/2" thick c.p head (S.I.No 13-b-P.No 19) |  |  |  | 4 | Nos | 1109.46 | Each | 4437.84
11 | S/F: 1/2" Cancelled tee stop cock of superior quality with C.P head 1/2" (S.I.No: 14 P.No:14). |  |  |  | 2 | Nos | 889.46 | P.No: | 1778.92
12 | S/F: Cancelled stop cock of superier quality with c.p head 1/2" dia (S.I.No 11-b-P.No 18) |  |  |  | 2 | Nos | 509.74 | P.No: | 1019.48
13 | S/F: Jet shower with rod of superior quality with C.P handle 1/2" dia (S.I.No: 15 / P-19). |  |  |  | 1 | Nos | 1142.24 | P.No: | 1142.24
14 | S/F: sawan type of piler cock superier quality single C.P hea 1/2" dia (S.I.No 16-b-P.No 19) |  |  |  | 1 | Nos | 877.8 | P.No: | 877.8
15 | UPVC pipe pressure pipe "B" Class fixing in tranches i/c cutting fitting etc complete 4" dia (S.I.No 4-b-P.no 23) |  |  |  | 5 | Nos | 136 | Each | 680
16 | UPVC fititing 4" dia of class "B" |  |  |  | 5 | Nos | 725 | Each | 3625
|  | Amount of Schedule Items | [5 empty] | Total | 54763.05
Add: / Deduct _________ %Above / Below on Sanitary Items Rs:
Add: / Deduct _________ %Above / Below only G.I & RCC Pipe Rs:
Total
Total (A+B)
Note: Any variation in the description on item Quantites, Rates if
any as per Sanctioned Estimate will be accepted
| CONTRACTOR |  |  |  |  | EXECUTIVE ENGINEER
BUILDINGS DIVISION
SANGHAR.

## Safe hous Sinjhoro
Schedule A to Bid
SCHEDULE OF PRICES (BOQ)
(Description and rate of items based on Composite Schedule of Rates)
NAME OF WORK :- |  | Construction of Woman of Building Earmarked for Safe House for Innocent Woman at Sinjhoro at Existing Office Building of AC Office Sinjhoro District Saghar.( Providing Electrification)
S.No | Description |  |  |  | Quantity |  | Rate | Unit |  | Amount
( Part-A ) ( Schedule Item)
1 | Wiring for light or fan point with 1.1.13(3/.029) pvc insulated wire in PVC in Channel Patti ( S.I.NO.129 P.15) |  |  |  | 25 | Nos | 910 | Each | Rs | 22750
2 | Wiring for Call Bell point with 1.1.13(3/.029) pvc insulated wire in Channel Patti ( S.I.NO.13 P.15) |  |  |  | 1 | Nos | 1590 | Each | Rs | 1590
3 | Wiring for plug point with 1.1.13(3/.029) PVC insulated wire in 20mm (3/4") PVC in Channel Patti (S.I.No.13 P. 15) |  |  |  | 12 | Nos | 742 | Each | Rs | 8904
4 | Providing and laying (Main or Sub-Main) PVC insulated with size 2-7/.029 coper conductor in 3/4" dia PVC conduit on surface as required ( S.I.No. 3 P.No. 1 ). |  |  |  | 70 | Mtr | 171 | P.Mtr | Rs: | 11970
5 | Providing and laying (Main or Sub-Main) PVC insulated with size 2-7/.044 (16mm 2) coper conductor in 3/4" dia PVC conduit on surface as required ( S.I.No. 5 P.No. 1 ). |  |  |  | 59 | Mtr | 305 | P.Mtr | Rs: | 17995
6 | Providing and fixing A.C one way S.P 10 to 15 Amp switch flush type on given prepared board (.S.I.No. 218 P.33). |  |  |  | 25 | Nos | 58 | Each |  | 1450
7 | Providing and fixing flush type 2 pin 5 ampress S.P plug socket switch and shoe unit on a given prepared board on surface as required (S.I.No:225 P.33). |  |  |  | 12 | Nos | 83 | Each | Rs | 996
8 | Providing and fixing flush type 3 pin 10 to 15 Amps ampress S.P plug socket switch and shoe unit on a given prepared board on surface as required (S.I.No:224 P.33). |  |  |  | 3 | Nos | 151 | Each | Rs | 453
9 | Providing and fixing B.C Brass batton holder and 254mm(10") E.I Shade(S.I.No. 232 P. 33). |  |  |  | 22 | Nos | 70 | Each. | Rs: | 1540
10 | Providing and fixing S.W canopy block and bakclite ceiling rose SW block (S.I.No: 28-B P.33). |  |  |  | 6 | Nos | 72 | Each. | Rs: | 432
11 | P/F Circuit breaker 10,15,20,30,40,50, 63, Amps 5P on prepared board. (S.I.No: 203 P.31). |  |  |  | 6 | Nos | 916 | Each. | Rs: | 5496
12 | P/F Circuit breaker 15,20,30,40,50, 60, TP on prepared board. (S.I.No: 206 P.31). |  |  |  | 1 | Nos | 5521 | Each. | Rs: | 5521
13 | Wiring for main with 2-7/0.85 (7./.064) pvc insulated in 30 mm (1/4") pvc instulled wire (S.I.No: 7 P.1 ). |  |  |  | 35 | Mtr | 605 | P.Mtr | Rs: | 21175
14 | P/F Voltmeter size 96/96 mm 500 volts as required (S.I.No:285 P41) |  |  |  | 1 | Nos | 999 | Each. | Rs: | 999
15 | P/F Ampmeter size 96/96 mm direct 15-60 Amps 100 Amps as required (S.I.No:284 P41) |  |  |  | 1 | Nos | 1054 | Each. | Rs: | 1054
16 | P/F of Brass Bracket Fan 18" (good Quality) (S.I.No 236 P.No 34) |  |  |  | 1 | Nos | 2791 | Each | Rs: | 2791
17 | P/F: Brass Ceilling Fan 56 good quality (S.I.N 235 P.No 34 ) |  |  |  | 6 | Nos | 3185 | Each. | Rs: | 19110
|  |  | Amount of Schedule Items |  |  |  |  | Total |  | 124226
Add: / Deduct _________ %Above / Below of rates
Total (A)
PART" B" NON SCHEDULE ITEM.
1 | P/F Capsule light with reflector, holder and energy sever (L.Q.R) |  |  |  | 3 | Nos |  | Each. | Rs:
2 | P/F A.C or D.C Electric Bell 220 Volts ding dong condy (L.Q.R) |  |  |  | 1 | Nos |  | Each. | Rs:
3 | P/F Energy sever superior quality 24 watts i/c fixing existing holder etc complete (L.Q.R) |  |  |  | 15 | Nos |  | Each. | Rs:
4 | Providing and Fixing distribution board shutter (L.Q.R) |  |  |  | 1 | Sft |  | P.Sft | Rs:
5 | Fixing A.C Fan regulator on SW Board |  |  |  | 6 | Nos |  | Each. | Rs:
6 | Errection of ceilling fan |  |  |  | 6 | Nos |  | Each. | Rs:
Total (B)
|  |  |  | Total (A+B) Bid |  |  | Rs:
Note: Any variation in the description on item Quantites, Rates if
any as per Sanctioned Estimate will be accepted
| CONTRACTOR | [5 empty] | EXECUTIVE ENGINEER
BUILDINGS DIVISION
SANGHAR.

## Safe House J.N.Ali
Schedule A to Bid
SCHEDULE OF PRICES (BOQ)
(Description and rate of items based on Composite Schedule of Rates)
NAME OF WORK :- |  | Rehabilitation / Renovation of Building Earmarked for Safe House for Innocent Woman at Jam Nawaz Ali at Two Rooms in Revenue Rest House Jam Nawaz Ali District Sanghar ( Providing Electrification)
S.No | Description |  |  | Qutantity |  | Rate | Unit |  | Amount
Part-A (Civil Work)
1 | Wiring for light or fan point with 1.1.13(3/.029) pvc insulated wire in PVC in Channel Patti ( S.I.NO.129 P.15) |  |  | 21 | Nos | 910 | Each | Rs | 19110
2 | Wiring for Call Bell point with 1.1.13(3/.029) pvc insulated wire in Channel Patti ( S.I.NO.13 P.15) |  |  | 1 | Nos | 1590 | Each | Rs | 1590
3 | Wiring for plug point with 1.1.13(3/.029) PVC insulated wire in 20mm (3/4") PVC in Channel Patti (S.I.No.13 P. 15) |  |  | 12 | Nos | 742 | Each | Rs | 8904
4 | Providing and laying (Main or Sub-Main) PVC insulated with size 2-7/.029 coper conductor in 3/4" dia PVC conduit on surface as required ( S.I.No. 3 P.No. 1 ). |  |  | 65 | Mtr | 171 | P.Mtr | Rs: | 11115
5 | Providing and laying (Main or Sub-Main) PVC insulated with size 2-7/.044 (16mm 2) coper conductor in 3/4" dia PVC conduit on surface as required ( S.I.No. 5 P.No. 1 ). |  |  | 31 | Mtr | 305 | P.Mtr | Rs: | 9455
6 | Providing and fixing A.C one way S.P 10 to 15 Amp switch flush type on given prepared board (.S.I.No. 218 P.33). |  |  | 21 | Nos | 58 | Each |  | 1218
7 | Providing and fixing flush type 2 pin 5 ampress S.P plug socket switch and shoe unit on a given prepared board on surface as required (S.I.No:225 P.33). |  |  | 12 | Nos | 83 | Each | Rs | 996
8 | Providing and fixing flush type 3 pin 10 to 15 Amps ampress S.P plug socket switch and shoe unit on a given prepared board on surface as required (S.I.No:224 P.33). |  |  | 3 | Nos | 151 | Each | Rs | 453
9 | Providing and fixing B.C Brass batton holder and 254mm(10") E.I Shade(S.I.No. 232 P. 33). |  |  | 14 | Nos | 70 | Each. | Rs: | 980
10 | Providing and fixing S.W canopy block and bakclite ceiling rose SW block (S.I.No: 28-B P.33). |  |  | 6 | Nos | 72 | Each. | Rs: | 432
11 | P/F Circuit breaker 10,15,20,30,40,50, 63, Amps 5P on prepared board. (S.I.No: 203 P.31). |  |  | 6 | Nos | 916 | Each. | Rs: | 5496
12 | P/F Circuit breaker 10,15,20,30,40,50, 63, Amps DB on prepared board. (S.I.No: 204 P.31). |  |  | 1 | Nos | 2456 | Each. | Rs: | 2456
13 | P/F Voltmeter size 96/96 mm 500 volts as required (S.I.No:285 P41) |  |  | 1 | Nos | 999 | Each. | Rs: | 999
14 | P/F Ampmeter size 96/96 mm direct 15-60 Amps 100 Amps as required (S.I.No:284 P41) |  |  | 1 | Nos | 1054 | Each. | Rs: | 1054
15 | P/F of Brass Bracket Fan 18" (good Quality) (S.I.No 236 P.No 34) |  |  | 2 | Nos | 2791 | Each | Rs: | 5582
16 | P/F: Brass Ceilling Fan 56 good quality (S.I.N 235 P.No 34 ) |  |  | 6 | Nos | 3185 | Each. | Rs: | 19110
|  | Amount of Schedule Items |  |  |  |  | Total |  | 88950
Add: / Deduct _________ %Above / Below of rates
Total (A)
PART" B" NON SCHEDULE ITEM.
1 | P/F Capsule light with reflector, holder and energy sever (L.Q.R) |  |  | 3 | Nos |  | Each. | Rs:
2 | P/F A.C or D.C Electric Bell 220 Volts ding dong condy (L.Q.R) |  |  | 1 | Nos |  | Each. | Rs:
3 | P/F Energy sever superior quality 24 watts i/c fixing existing holder etc complete (L.Q.R) |  |  | 15 | Nos |  | Each. | Rs:
4 | Providing and Fixing distribution board shutter (L.Q.R) |  |  | 1 | Sft |  | P.Sft | Rs:
5 | Fixing A.C Fan regulator on SW Board |  |  | 6 | Nos |  | Each. | Rs:
6 | Errection of ceilling fan |  |  | 6 | Nos |  | Each. | Rs:
Total (B)
|  |  | Total (A+B) Bid |  |  | Rs:
Note: Any variation in the description on item Quantites, Rates if
any as per Sanctioned Estimate will be accepted
| CONTRACTOR |  |  |  |  | EXECUTIVE ENGINEER
BUILDINGS DIVISION
SANGHAR.

## Safe House Khipro
SCHEDULE OF PRICES (BOQ)
(Description and rate of items based on Composite Schedule of Rates)
NAME OF WORK :- |  | Rehabilitation / Renovation of Building Earmarked for Safe House for Innocent Woman at Khipro at Exising Office Building of Hall at Taluka Hospital Khipro District Sanghar.
S.No | Description |  |  | Quantity |  | Rate | Unit |  | Amount
( Part-A ) ( Schedule Item)
1 | Wiring for light or fan point with 1.1.13(3/.029) pvc insulated wire in PVC in Channel Patti ( S.I.NO.129 P.15) |  |  | 24 | Nos | 910 | Each | Rs | 21840
2 | Wiring for Call Bell point with 1.1.13(3/.029) pvc insulated wire in Channel Patti ( S.I.NO.13 P.15) |  |  | 1 | Nos | 1590 | Each | Rs | 1590
3 | Wiring for plug point with 1.1.13(3/.029) PVC insulated wire in 20mm (3/4") PVC in Channel Patti (S.I.No.13 P. 15) |  |  | 6 | Nos | 742 | Each | Rs | 4452
4 | Providing and laying (Main or Sub-Main) PVC insulated with size 2-7/.029 coper conductor in 3/4" dia PVC conduit on surface as required ( S.I.No. 3 P.No. 1 ). |  |  | 50 | Mtr | 171 | P.Mtr | Rs: | 8550
5 | Providing and laying (Main or Sub-Main) PVC insulated with size 2-7/.044 (16mm 2) coper conductor in 3/4" dia PVC conduit on surface as required ( S.I.No. 5 P.No. 1 ). |  |  | 25 | Mtr | 305 | P.Mtr | Rs: | 7625
6 | Providing and fixing A.C one way S.P 10 to 15 Amp switch flush type on given prepared board (.S.I.No. 218 P.33). |  |  | 24 | Nos | 58 | Each |  | 1392
7 | Providing and fixing flush type 2 pin 5 ampress S.P plug socket switch and shoe unit on a given prepared board on surface as required (S.I.No:225 P.33). |  |  | 6 | Nos | 83 | Each | Rs | 498
8 | Providing and fixing flush type 3 pin 10 to 15 Amps ampress S.P plug socket switch and shoe unit on a given prepared board on surface as required (S.I.No:224 P.33). |  |  | 1 | Nos | 151 | Each | Rs | 151
9 | Providing and fixing B.C Brass batton holder and 254mm(10") E.I Shade(S.I.No. 232 P. 33). |  |  | 15 | Nos | 70 | Each. | Rs: | 1050
10 | Providing and fixing S.W canopy block and bakclite ceiling rose SW block (S.I.No: 28-B P.33). |  |  | 5 | Nos | 72 | Each. | Rs: | 360
11 | P/F Circuit breaker 10,15,20,30,40,50, 63, Amps 5P on prepared board. (S.I.No: 203 P.31). |  |  | 4 | Nos | 916 | Each. | Rs: | 3664
12 | P/F Circuit breaker 10,15,20,30,40,50, 63, Amps DB on prepared board. (S.I.No: 204 P.31). |  |  | 1 | Nos | 2456 | Each. | Rs: | 2456
13 | P/F Voltmeter size 96/96 mm 500 volts as required (S.I.No:285 P41) |  |  | 1 | Nos | 999 | Each. | Rs: | 999
14 | P/F Ampmeter size 96/96 mm direct 15-60 Amps 100 Amps as required (S.I.No:284 P41) |  |  | 1 | Nos | 1054 | Each. | Rs: | 1054
15 | P/F of Brass Bracket Fan 18" (good Quality) (S.I.No 236 P.No 34) |  |  | 1 | Nos | 2791 | Each | Rs: | 2791
16 | P/F: Brass Ceilling Fan 56 good quality (S.I.N 235 P.No 34 ) |  |  | 4 | Nos | 3185 | Each. | Rs: | 12740
|  | Amount of Schedule Items |  |  |  |  | Rs. |  | 71212
Add: / Deduct _________ %Above / Below of rates
Total (A)
PART" B" NON SCHEDULE ITEM.
1 | P/F Capsule light with reflector, holder and energy sever (L.Q.R) |  |  | 3 | Nos |  | Each. | Rs:
2 | P/F A.C or D.C Electric Bell 220 Volts ding dong condy (L.Q.R) |  |  | 1 | Nos |  | Each. | Rs:
3 | P/F Energy sever superior quality 24 watts i/c fixing existing holder etc complete (L.Q.R) |  |  | 10 | Nos |  | Each. | Rs:
4 | Providing and Fixing distribution board shutter (L.Q.R) |  |  | 1 | Sft |  | P.Sft | Rs:
5 | Fixing A.C Fan regulator on SW Board |  |  | 4 | Nos |  | Each. | Rs:
6 | Errection of ceilling fan |  |  | 4 | Nos |  | Each. | Rs:
Total (B)
|  |  | Total (A+B) Bid |  |  | Rs:
Note: Any variation in the description on item Quantites, Rates if
any as per Sanctioned Estimate will be accepted
| CONTRACTOR |  |  |  |  | EXECUTIVE ENGINEER
BUILDINGS DIVISION
SANGHAR.

## Safe House SHD
Schedule A to Bid
SCHEDULE OF PRICES (BOQ)
(Description and rate of items based on Composite Schedule of Rates)
NAME OF WORK :- |  | Rehabilitation / Renovation of Building Earmarked for Safe House for Innocent Woman at Shahdadpur at Existing Office Building of UC-I Shahdadpur. ( Providing Electrification)
S.No | Description |  |  | Quantity |  | Rate | Unit |  | Amount
( Part-A ) ( Schedule Item)
1 | Wiring for light or fan point with 1.1.13(3/.029) pvc insulated wire in PVC in Channel Patti ( S.I.NO.129 P.15) |  |  | 25 | Nos | 910 | Each | Rs | 22750
2 | Wiring for Call Bell point with 1.1.13(3/.029) pvc insulated wire in Channel Patti ( S.I.NO.13 P.15) |  |  | 1 | Nos | 1590 | Each | Rs | 1590
3 | Wiring for plug point with 1.1.13(3/.029) PVC insulated wire in 20mm (3/4") PVC in Channel Patti (S.I.No.13 P. 15) |  |  | 12 | Nos | 742 | Each | Rs | 8904
4 | Providing and laying (Main or Sub-Main) PVC insulated with size 2-7/.029 coper conductor in 3/4" dia PVC conduit on surface as required ( S.I.No. 3 P.No. 1 ). |  |  | 70 | Mtr | 171 | P.Mtr | Rs: | 11970
5 | Providing and laying (Main or Sub-Main) PVC insulated with size 2-7/.044 (16mm 2) coper conductor in 3/4" dia PVC conduit on surface as required ( S.I.No. 5 P.No. 1 ). |  |  | 59 | Mtr | 305 | P.Mtr | Rs: | 17995
6 | Providing and fixing A.C one way S.P 10 to 15 Amp switch flush type on given prepared board (.S.I.No. 218 P.33). |  |  | 25 | Nos | 58 | Each |  | 1450
7 | Providing and fixing flush type 2 pin 5 ampress S.P plug socket switch and shoe unit on a given prepared board on surface as required (S.I.No:225 P.33). |  |  | 12 | Nos | 83 | Each | Rs | 996
8 | Providing and fixing flush type 3 pin 10 to 15 Amps ampress S.P plug socket switch and shoe unit on a given prepared board on surface as required (S.I.No:224 P.33). |  |  | 3 | Nos | 151 | Each | Rs | 453
9 | Providing and fixing B.C Brass batton holder and 254mm(10") E.I Shade(S.I.No. 232 P. 33). |  |  | 22 | Nos | 70 | Each. | Rs: | 1540
10 | Providing and fixing S.W canopy block and bakclite ceiling rose SW block (S.I.No: 28-B P.33). |  |  | 6 | Nos | 72 | Each. | Rs: | 432
11 | P/F Circuit breaker 10,15,20,30,40,50, 63, Amps 5P on prepared board. (S.I.No: 203 P.31). |  |  | 6 | Nos | 916 | Each. | Rs: | 5496
12 | P/F Circuit breaker 10,15,20,30,40,50, 63, Amps DB on prepared board. (S.I.No: 204 P.31). |  |  | 1 | Nos | 2456 | Each. | Rs: | 2456
13 | Wiring for main with 2-7/0.85 (7./.064) pvc insulated in 30 mm (1/4") pvc instulled wire (S.I.No: 7 P.1 ). |  |  | 28 | Mtr | 605 | P.Mtr | Rs: | 16940
14 | P/F Voltmeter size 96/96 mm 500 volts as required (S.I.No:285 P41) |  |  | 1 | Nos | 999 | Each. | Rs: | 999
15 | P/F Ampmeter size 96/96 mm direct 15-60 Amps 100 Amps as required (S.I.No:284 P41) |  |  | 1 | Nos | 1054 | Each. | Rs: | 1054
16 | P/F of Brass Bracket Fan 18" (good Quality) (S.I.No 236 P.No 34) |  |  | 1 | Nos | 2791 | Each | Rs: | 2791
17 | P/F: Brass Ceilling Fan 56 good quality (S.I.N 235 P.No 34 ) |  |  | 6 | Nos | 3185 | Each. | Rs: | 19110
|  | Amount of Schedule Items |  |  |  |  | Rs. |  | 116926
Add: / Deduct _________ %Above / Below of rates
Total (A)
PART" B" NON SCHEDULE ITEM.
1 | P/F Capsule light with reflector, holder and energy sever (L.Q.R) |  |  | 3 | Nos |  | Each. | Rs:
2 | P/F A.C or D.C Electric Bell 220 Volts ding dong condy (L.Q.R) |  |  | 1 | Nos |  | Each. | Rs:
3 | P/F Energy sever superior quality 24 watts i/c fixing existing holder etc complete (L.Q.R) |  |  | 15 | Nos |  | Each. | Rs:
4 | Providing and Fixing distribution board shutter (L.Q.R) |  |  | 1 | Sft |  | P.Sft | Rs:
5 | Fixing A.C Fan regulator on SW Board |  |  | 6 | Nos |  | Each. | Rs:
6 | Errection of ceilling fan |  |  | 6 | Nos |  | Each. | Rs:
Total (B)
|  |  | Total (A+B) Bid |  |  | Rs:
Note: Any variation in the description on item Quantites, Rates if
any as per Sanctioned Estimate will be accepted
| CONTRACTOR |  |  |  |  | EXECUTIVE ENGINEER
BUILDINGS DIVISION
SANGHAR.

## Safe House T.Adam
Schedule A to Bid
SCHEDULE OF PRICES (BOQ)
(Description and rate of items based on Composite Schedule of Rates)
NAME OF WORK :- |  | Rehabilitation / Renovation of Building Earmarked For Safe House for Innocent Woman at Tando Adam at Existing office Building of UC-IV Tando Adam District Sanghar.( Providing Electrification)
S.No | Description |  |  | Qutantity |  | Rate | Unit |  | Amount
( Part-A ) ( Schedule Item)
1 | Wiring for light or fan point with 1.1.13(3/.029) pvc insulated wire in PVC in Channel Patti ( S.I.NO.129 P.15) |  |  | 25 | Nos | 910 | Each | Rs | 22750
2 | Wiring for Call Bell point with 1.1.13(3/.029) pvc insulated wire in Channel Patti ( S.I.NO.13 P.15) |  |  | 1 | Nos | 1590 | Each | Rs | 1590
3 | Wiring for plug point with 1.1.13(3/.029) PVC insulated wire in 20mm (3/4") PVC in Channel Patti (S.I.No.13 P. 15) |  |  | 12 | Nos | 742 | Each | Rs | 8904
4 | Providing and laying (Main or Sub-Main) PVC insulated with size 2-7/.029 coper conductor in 3/4" dia PVC conduit on surface as required ( S.I.No. 3 P.No. 1 ). |  |  | 80 | Mtr | 171 | P.Mtr | Rs: | 13680
5 | Providing and laying (Main or Sub-Main) PVC insulated with size 2-7/.044 (16mm 2) coper conductor in 3/4" dia PVC conduit on surface as required ( S.I.No. 5 P.No. 1 ). |  |  | 65 | Mtr | 305 | P.Mtr | Rs: | 19825
6 | Providing and fixing A.C one way S.P 10 to 15 Amp switch flush type on given prepared board (.S.I.No. 218 P.33). |  |  | 25 | Nos | 58 | Each |  | 1450
7 | Providing and fixing flush type 2 pin 5 ampress S.P plug socket switch and shoe unit on a given prepared board on surface as required (S.I.No:225 P.33). |  |  | 12 | Nos | 83 | Each | Rs | 996
8 | Providing and fixing flush type 3 pin 10 to 15 Amps ampress S.P plug socket switch and shoe unit on a given prepared board on surface as required (S.I.No:224 P.33). |  |  | 3 | Nos | 151 | Each | Rs | 453
9 | Providing and fixing B.C Brass batton holder and 254mm(10") E.I Shade(S.I.No. 232 P. 33). |  |  | 22 | Nos | 70 | Each. | Rs: | 1540
10 | Providing and fixing S.W canopy block and bakclite ceiling rose SW block (S.I.No: 28-B P.33). |  |  | 6 | Nos | 72 | Each. | Rs: | 432
11 | P/F Circuit breaker 10,15,20,30,40,50, 63, Amps 5P on prepared board. (S.I.No: 203 P.31). |  |  | 6 | Nos | 916 | Each. | Rs: | 5496
12 | P/F Circuit breaker 15,20,30,40,50, 60, TP on prepared board. (S.I.No: 206 P.31). |  |  | 1 | Nos | 5521 | Each. | Rs: | 5521
13 | Wiring for main with 2-7/0.85 (7./.064) pvc insulated in 30 mm (1/4") pvc instulled wire (S.I.No: 7 P.1 ). |  |  | 40 | Mtr | 605 | P.Mtr | Rs: | 24200
14 | P/F Voltmeter size 96/96 mm 500 volts as required (S.I.No:285 P41) |  |  | 1 | Nos | 999 | Each. | Rs: | 999
15 | P/F Ampmeter size 96/96 mm direct 15-60 Amps 100 Amps as required (S.I.No:284 P41) |  |  | 1 | Nos | 1054 | Each. | Rs: | 1054
16 | P/F of Brass Bracket Fan 18" (good Quality) (S.I.No 236 P.No 34) |  |  | 1 | Nos | 2791 | Each | Rs: | 2791
17 | P/F: Brass Ceilling Fan 56 good quality (S.I.N 235 P.No 34 ) |  |  | 6 | Nos | 3185 | Each. | Rs: | 19110
|  | Amount of Schedule Items |  |  |  |  | Total |  | 130791
Add: / Deduct _________ %Above / Below of rates
Total (A)
PART" B" NON SCHEDULE ITEM.
1 | P/F Capsule light with reflector, holder and energy sever (L.Q.R) |  |  | 3 | Nos |  | Each. | Rs:
2 | P/F A.C or D.C Electric Bell 220 Volts ding dong condy (L.Q.R) |  |  | 1 | Nos |  | Each. | Rs:
3 | P/F Energy sever superior quality 24 watts i/c fixing existing holder etc complete (L.Q.R) |  |  | 15 | Nos |  | Each. | Rs:
4 | Providing and Fixing distribution board shutter (L.Q.R) |  |  | 1 | Sft |  | P.Sft | Rs:
5 | Fixing A.C Fan regulator on SW Board |  |  | 6 | Nos |  | Each. | Rs:
6 | Errection of ceilling fan |  |  | 6 | Nos |  | Each. | Rs:
Total (B)
|  |  | Total (A+B) Bid |  |  | Rs:
Note: Any variation in the description on item Quantites, Rates if
any as per Sanctioned Estimate will be accepted
| CONTRACTOR |  |  |  |  | EXECUTIVE ENGINEER
BUILDINGS DIVISION
SANGHAR.

## Safe House Sanghar
Schedule A to Bid
SCHEDULE OF PRICES (BOQ)
(Description and rate of items based on Composite Schedule of Rates)
NAME OF WORK :- |  | Rehabilitation / Renovation of Building Earmarked For Safe House for Innocent Woman Two Rooms in DDO Social Welfare Office Sanghar for Woman Safe House Sanghar ( Providing Electrification)
S.No | Description |  |  | Quantity |  | Rate | Unit |  | Amount
( Part-A ) ( Schedule Item)
1 | Wiring for light or fan point with 1.1.13(3/.029) pvc insulated wire in PVC in Channel Patti ( S.I.NO.129 P.15) |  |  | 21 | Nos | 910 | Each | Rs | 19110
2 | Wiring for Call Bell point with 1.1.13(3/.029) pvc insulated wire in Channel Patti ( S.I.NO.13 P.15) |  |  | 1 | Nos | 1590 | Each | Rs | 1590
3 | Wiring for plug point with 1.1.13(3/.029) PVC insulated wire in 20mm (3/4") PVC in Channel Patti (S.I.No.13 P. 15) |  |  | 12 | Nos | 742 | Each | Rs | 8904
4 | Providing and laying (Main or Sub-Main) PVC insulated with size 2-7/.029 coper conductor in 3/4" dia PVC conduit on surface as required ( S.I.No. 3 P.No. 1 ). |  |  | 70 | Mtr | 171 | P.Mtr | Rs: | 11970
5 | Providing and laying (Main or Sub-Main) PVC insulated with size 2-7/.044 (16mm 2) coper conductor in 3/4" dia PVC conduit on surface as required ( S.I.No. 5 P.No. 1 ). |  |  | 51 | Mtr | 305 | P.Mtr | Rs: | 15555
6 | Providing and fixing A.C one way S.P 10 to 15 Amp switch flush type on given prepared board (.S.I.No. 218 P.33). |  |  | 21 | Nos | 58 | Each |  | 1218
7 | Providing and fixing flush type 2 pin 5 ampress S.P plug socket switch and shoe unit on a given prepared board on surface as required (S.I.No:225 P.33). |  |  | 12 | Nos | 83 | Each | Rs | 996
8 | Providing and fixing flush type 3 pin 10 to 15 Amps ampress S.P plug socket switch and shoe unit on a given prepared board on surface as required (S.I.No:224 P.33). |  |  | 3 | Nos | 151 | Each | Rs | 453
9 | Providing and fixing B.C Brass batton holder and 254mm(10") E.I Shade(S.I.No. 232 P. 33). |  |  | 14 | Nos | 70 | Each. | Rs: | 980
10 | Providing and fixing S.W canopy block and bakclite ceiling rose SW block (S.I.No: 28-B P.33). |  |  | 6 | Nos | 72 | Each. | Rs: | 432
11 | P/F Circuit breaker 10,15,20,30,40,50, 63, Amps 5P on prepared board. (S.I.No: 203 P.31). |  |  | 6 | Nos | 916 | Each. | Rs: | 5496
12 | P/F Circuit breaker 15,20,30,40,50, 60, TP on prepared board. (S.I.No: 206 P.31). |  |  | 1 | Nos | 5521 | Each. | Rs: | 5521
13 | P/F Voltmeter size 96/96 mm 500 volts as required (S.I.No:285 P41) |  |  | 1 | Nos | 999 | Each. | Rs: | 999
14 | P/F Ampmeter size 96/96 mm direct 15-60 Amps 100 Amps as required (S.I.No:284 P41) |  |  | 1 | Nos | 1054 | Each. | Rs: | 1054
15 | P/F of Brass Bracket Fan 18" (good Quality) (S.I.No 236 P.No 34) |  |  | 2 | Nos | 2791 | Each | Rs: | 5582
16 | P/F: Brass Ceilling Fan 56 good quality (S.I.N 235 P.No 34 ) |  |  | 6 | Nos | 3185 | Each. | Rs: | 19110
|  | Amount of Schedule Items |  |  |  |  | Rs. |  | 98970
Add: / Deduct _________ %Above / Below of rates
Total (A)
PART" B" NON SCHEDULE ITEM.
1 | P/F Capsule light with reflector, holder and energy sever (L.Q.R) |  |  | 3 | Nos |  | Each. | Rs:
2 | P/F A.C or D.C Electric Bell 220 Volts ding dong condy (L.Q.R) |  |  | 1 | Nos |  | Each. | Rs:
3 | P/F Energy sever superior quality 24 watts i/c fixing existing holder etc complete (L.Q.R) |  |  | 15 | Nos |  | Each. | Rs:
4 | Providing and Fixing distribution board shutter (L.Q.R) |  |  | 1 | Sft |  | P.Sft | Rs:
5 | Fixing A.C Fan regulator on SW Board |  |  | 6 | Nos |  | Each. | Rs:
6 | Errection of ceilling fan |  |  | 6 | Nos |  | Each. | Rs:
Total (B)
|  |  | Total (A+B) Bid |  |  | Rs:
Note: Any variation in the description on item Quantites, Rates if
any as per Sanctioned Estimate will be accepted
| CONTRACTOR |  |  |  |  | EXECUTIVE ENGINEER
BUILDINGS DIVISION
SANGHAR.