## Abstract of all
Appendix-D to Bid
BILL OF QUANTITIES
| Name of Work:- | Rehabilitation & Improvement Of Urban Drainage Scheme Shikarpur City.
Sr. No. | Name of Scheme | Schedule Items Amount | Non-Schedule Items Amount | Total Amount
1 | Sub-Work No. 1 New Surface Drains | 42354566.2631 | … | 42354566.2631
2 | Sub-Work No. 2 Construction of Catch Pit | 242317.8739 | … | 242317.8739
3 | Sub-Work No. 3 Repair of Existing Drains | 2817009.5049 | … | 2817009.5049
4 | Sub-Work No. 4 Construction of New Nala | 57467774.2572 | 27544 | 57495318.2572
5 | Sub-Work No. 5 Repair of Existing Nala | 5196240.6877 | … | 5196240.6877
6 | Sub-Work No. 6 RCC Sewer i/c Manholes | 5358215.9682 | … | 5358215.9682
7 | Sub-Work No. 7 RCC Collecting Tank | 4631130.5056 | … | 4631130.5056
8 | Sub-Work No. 8 Screening Chamber | 560365.4024 | … | 560365.4024
9 | Sub-Work No. 9 Pump House | 1801161.6799 | … | 1801161.6799
10 | Sub-Work No. 10 Compound Wall | 393860.3217 | … | 393860.3217
11 | Sub-Work No. 11 P.E Rising Main | 135638854.585 | 39990 | 135678844.585
12 | Sub-Work No. 12 Desilting of Existing Nala | 2481044.447 | … | 2481044.447
13 | Sub-Work No. 13 Treatment Work | 14655856.4088 | … | 14655856.4088
14 | Sub-Work No. 14 Pumping Machinery | 4154158.7172 | 38719150 | 42873308.7172
15 | Sub-Work No. 15 Diesel Generator | 300840 | 8639000 | 8939840
TOTAL |  | 278053396.6227 | 47425684 | 325479080.6227
| CONTRACTOR | EXECUTIVE ENGINEER
PUBLIC HEALTH ENGG: DIVISION
SHIKARPUR
CONDITIONS
1 | The work will be carried out as per PWD/PHE specification.
2 | No premium will be allowed on non-schedule items.
3 | Any error and omission in the description or item of work then rate shall be governed with the relevant schedule of rates and technically sanctioned estimate.
4 | The contractor shall have to bring the material to the site of work from quarries mentioned in the technically sanctioned estimate.
| CONTRACTOR | EXECUTIVE ENGINEER
PUBLIC HEALTH ENGG: DIVISION
SHIKARPUR

## Schedule B NSD
Appendix-D to Bid
BILL OF QUANTITIES
| Name of Work:- | Rehabilitation & Improvement Of Urban Drainage Scheme Shikarpur City.
| Head of Account:- | ____________________________________________
Sr. No. | Item of Work | Quantity |  | Rate |  | Unit | Amount
SUB-WORK NO: 1 NEW SURFACE DRAINS
1 | Excavation in foundation of building bridges and other structures i/c dig billing dressing refilling around the structures with excavated Earth watering ramming up to 5ft (b) in ordinary soil (G.S.I-18/ P/4) | 198600 | Cft | @Rs | 3176.25 | P%o Cft | Rs | 630803.25
2 | Cement concrete plain i/c placing compacting finishing and curing complete i/c screening and washing of stone aggregate without shuttering. (G.S.I - 5 P/15) A) Ratio 1:4:8 | 33270 | Cft | @Rs | 11288.75 | P% Cft | Rs | 3755767.125
| B) Ratio 1:2:4 | 633.6 | Cft | @Rs | 14429.25 | P% Cft | Rs | 91423.728
3 | Construction of standard open type drains connuttee block of C.C 1:2:4 cost of situ to the design profiles i/c cost of mould as per drawing i/c supplying floating cost of cement 1/32” thick to expose surface faces finished smooth curing complete as per drawing design. (P.H.S.I No.D, P/58)
| Type-A | 30000 | Rft | @Rs | 94 | P-Rft | Rs | 2820000
| Type-B | 14000 | Cft | @Rs | 174 | P-Rft | Rs | 2436000
| Type-C | 4000 | Cft | @Rs | 309 | P-Rft | Rs | 1236000
4 | Pacca brick work in foundation and plinth in cement sand mortar(1:6) (G.S.I No. 4 P/ 19) | 105000 | Cft | @Rs | 11948.36 | P% Cft | Rs | 12545778
5 | Cement plaster (1:4) up to 20’height ½”thick (G.S.I-11/ P/51) | 73720 | Sft | @Rs | 2283.93 | P% Sft | Rs | 1683713.196
6 | R.C.C work i/c all labour and material except the cost of steel reinforcement and its labour for bending and binding which will be paid separately. This rate also includes all kinds of forms moulds lifting shuttering curing rendering and finishing the exposed surface i/c screening and washing of shingle (a) R.C work in roof slab members laid in situ or prrecast laid in position complete in a respect. (i) Ratio 1;2;4 90 lbs cement 2 cft sand 4 cft shingle 1/8” to ¼” gauge. (C.S.I-6 P/16) | 33270 | Cft | @Rs | 337 | P-Cft | Rs | 11211990
7 | Fabrication of mild steel reinforcement for cement concrete i/c cutting bending laying in position making joints and fastening i/c cost of binding wire also includes removal of rust from bars. (G.S.I- 8 P/16) | 1188.2142 | Cwt | @Rs | 5001.7 | P-Cwt | Rs | 5943090.9641
[6 empty] | Total | Rs | 42354566.2631
| CONTRACTOR |  |  | EXECUTIVE ENGINEER
PUBLIC HEALTH ENGG: DIVISION
SHIKARPUR

## Schedule B CP
Appendix-D to Bid
BILL OF QUANTITIES
| Name of Work:- | Rehabilitation & Improvement Of Urban Drainage Scheme Shikarpur City.
| Head of Account:- | ____________________________________________
Sr. No. | Item of Work | Quantity |  | Rate |  | Unit | Amount
SUB-WORK NO: 2 CONSTRUCTION OF CATCH PIT
1 | Excavation in foundation of building bridges and other structures i/c dig billing dressing refilling around the structures with excavated Earth watering ramming up to 5ft (b) in ordinary soil (G.S.I-18/ P/4) | 96 | Cft | @Rs | 3176.25 | P%o Cft | Rs | 304.92
2 | Cement concrete plain i/c placing compacting finishing and curing complete i/c screening and washing of stone aggregate without shuttering. (G.S.I - 5 P/15) A) Ratio 1:4:8 | 7.92 | Cft | @Rs | 11288.75 | P% Cft | Rs | 894.069
| B) Ratio 1:2:4 | 2 | Cft | @Rs | 14429.25 | P% Cft | Rs | 288.585
3 | Pacca brick work in foundation and plinth in cement sand mortar(1:6) (G.S.I No. 4 P/ 19) | 46.11 | Cft | @Rs | 11948.36 | P% Cft | Rs | 5509.3888
4 | Cement plaster (1:4) up to 20’height ½”thick (G.S.I-11/ P/51) | 54 | Sft | @Rs | 2283.93 | P% Sft | Rs | 1233.3222
5 | Providing R.C.C Pipe with collars and digging the trecnhes to required depth and fixing to in position cutting and jointing with maxphalt composition and cement mortar 1:1 and testing with rater pressure etc a head executed stuff. (PHSI No: 1, P. No: 15) | 8 | Rft | @Rs | 401.97 | P-Rft | Rs | 3215.76
6 | R.C.C work i/c all labour and material except the cost of steel reinforcement and its labour for bending and binding which will be paid separately. This rate also includes all kinds of forms moulds lifting shuttering curing rendering and finishing the exposed surface i/c screening and washing of shingle (a) R.C work in roof slab members laid in situ or prrecast laid in position complete in a respect. (i) Ratio 1;2;4 90 lbs cement 2 cft sand 4 cft shingle 1/8” to ¼” gauge. (C.S.I-6 P/16) | 6.354 | Cft | @Rs | 337 | P-Cft | Rs | 2141.298
7 | Fabrication of mild steel reinforcement for cement concrete i/c cutting bending laying in position making joints and fastening i/c cost of binding wire also includes removal of rust from bars. (G.S.I- 8 P/16) | 0.227 | Cwt | @Rs | 5001.7 | P-Cwt | Rs | 1135.3859
8 | Small iron work such as guessed in best plate knees bends strops sings etc i/c cutting drilling riveting handling assembling and fixing excluded errection and in position (Cover of Catch Pits). (CSI No: 1, P-8) | 0.223 | Cwt | @Rs | 6420.61 | P-Cwt | Rs | 1431.796
[6 empty] | Total | Rs | 16154.5249
| 16154.5249 | x | 15 | = | 242317.8739
| CONTRACTOR |  |  | EXECUTIVE ENGINEER
PUBLIC HEALTH ENGG: DIVISION
SHIKARPUR

## Schedule B RED
Appendix-D to Bid
BILL OF QUANTITIES
| Name of Work:- | Rehabilitation & Improvement Of Urban Drainage Scheme Shikarpur City.
| Head of Account:- | ____________________________________________
Sr. No. | Item of Work | Quantity |  | Rate |  | Unit | Amount
SUB-WORK NO: 2 REPAIR OF EXISTING DRAINS
1 | Cement concrete plain i/c placing compacting finishing and curing complete i/c screening and washing of stone aggregate without shuttering. (G.S.I - 5 P/15) A) Ratio 1:2:4 | 523.6 | Cft | @Rs | 14429.25 | P% Cft | Rs | 75551.553
2 | Pacca brick work in foundation and plinth in cement sand mortar(1:6) (G.S.I No. 4 P/ 19) | 13687.5 | Cft | @Rs | 11948.36 | P% Cft | Rs | 1635431.775
3 | Cement plaster (1:4) up to 20’height ½”thick (G.S.I-11/ P/51) | 41500 | Sft | @Rs | 2283.93 | P% Sft | Rs | 947830.95
4 | R.C.C work i/c all labour and material except the cost of steel reinforcement and its labour for bending and binding which will be paid separately. This rate also includes all kinds of forms moulds lifting shuttering curing rendering and finishing the exposed surface i/c screening and washing of shingle (a) R.C work in roof slab members laid in situ or prrecast laid in position complete in a respect. (i) Ratio 1;2;4 90 lbs cement 2 cft sand 4 cft shingle 1/8” to ¼” gauge. (C.S.I-6 P/16) | 306.8 | Cft | @Rs | 337 | P-Cft | Rs | 103391.6
5 | Fabrication of mild steel reinforcement for cement concrete i/c cutting bending laying in position making joints and fastening i/c cost of binding wire also includes removal of rust from bars. (G.S.I- 8 P/16) | 10.957 | Cwt | @Rs | 5001.7 | P-Cwt | Rs | 54803.6269
[6 empty] | Total | Rs | 2817009.5049
| CONTRACTOR |  |  | EXECUTIVE ENGINEER
PUBLIC HEALTH ENGG: DIVISION
SHIKARPUR

## Schedule B New Nala
Appendix-D to Bid
BILL OF QUANTITIES
| Name of Work:- | Rehabilitation & Improvement Of Urban Drainage Scheme Shikarpur City.
| Head of Account:- | ____________________________________________
Sr. No. | Item of Work | Quantity |  | Rate |  | Unit | Amount
SUB-WORK NO: 4 CONSTRUCTION OF NEW NALA
No: I CONSTRUCTION OF RCC COVERED NALA (3.00 WIDE) BRICK LINED
1 | Dismantling & removing road metalling. (CSI No: 51, P-13) | 13200 | Cft | @Rs | 605 | P% Cft | Rs | 79860
2 | Dismantling cement concrete plain Ratio 1:2:4. (CSI No: 19,P-10) | 412.5 | Cft | @Rs | 3327.5 | P% Cft | Rs | 13725.9375
3 | Dismantling cement concrete reinforced separating the reinforcement from concrete cleaning and straightening the same. (CSI No: 20, P-10) Ratio 1:2:4 | 90.75 | Cft | @Rs | 5445 | P% Cft | Rs | 4941.3375
4 | Excavation for pipe lines in trenches and pits in soft soil clay or mud i/c trimming and dressing sides to true alignment and shape leveling of beds of trenches to correct level and grade, cutting joint holes and disposal or surplus earth within a one chain as directed by Engineering incharge, providing fence guards, lights, flags, and temporary crossing for non vehicular traffic where ever required lift upto 5 ft (1.52m) and upto one chain (30.50m) (PHSI No: 1, P-60) | 52800 | Cft | @Rs | 3600 | P%o Cft | Rs | 190080
5 | Excavation for pipe lines in trenches and pits in wet soil clay or mud i/c trimming and dressing sides to true alignment and shape leveling of beds of trenches to correct level and grade, cutting joint holes and disposal or surplus earth within a one chain as directed by Engineering incharge, providing fence guards, lights, flags, and temporary crossing for non vehicular traffic where ever required lift upto 5 ft (1.52m) and upto one chain (30.50m) (PHSI No: 14, P-66) | 26400 | Cft | @Rs | 5950 | P%o Cft | Rs | 157080
6 | Extra lead for rehandling of surplus excavated stuff. | 55440 | Cft | @Rs | 407 | P% Cft | Rs | 225640.8
7 | Cement concrete plain i/c placing compacting finishing curing complete i/c screening and washing of stone aggregate without sheltering. (CSI No: 5, P-17) A) Ratio 1:4:8 | 6600 | Cft | @Rs | 11288.75 | P% Cft | Rs | 745057.5
8 | Cement concrete plain i/c placing compacting finishing curing complete i/c screening and washing of stone aggregate without sheltering. (CSI No: 5, P-17) A) Ratio 1:2:4 | 3583.125 | Cft | @Rs | 14429.25 | P% Cft | Rs | 517018.0641
9 | Errection and removal of centering of RCC or plain cement concrete work of partial wood. (CSI No: , P- ) | 14130 | Sft | @Rs | 3127.41 | P% Sft | Rs | 441903.033
10 | R.C.C work i/c all labour and material except the cost of steel reinforcement and its labour for bending and binding which will be paid separately. This rate also includes all kinds of forms moulds lifting shuttering curing rendering and finishing the exposed surface i/c screening and washing of shingle (a) R.C work in roof slab members laid in situ or prrecast laid in position complete in a respect. (i) Ratio 1;2;4 90 lbs cement 2 cft sand 4 cft shingle 1/8” to ¼” gauge. (C.S.I-6 P/16) | 25800 | Cft | @Rs | 337 | P-Cft | Rs | 8694600
11 | Fabrication of Tor bar reinf: for cement concrete i/c cutting, bending, laying in position making joints and fastening i/c cost of binding wire i/c removal of rust from bars. (CSI No: 7/a, P-18) | 1036.6072 | Cwt | @Rs | 5001.7 | P-Cwt | Rs | 5184798.2322
12 | Pacca Brick Work other than building including striking of joints upto 20 feet height in cement sand mortar. Ratio 1:4 (CSI No: , P- ) | 12041.28 | Cft | @Rs | 12899.7 | P% Cft | Rs | 1553288.9962
13 | Extra labour for arch work in brick masonry including labour for centering and decentering. (CSI No: 07, P-29) | 4706.4 | Cft | @Rs | 968 | P% Cft | Rs | 45557.952
14 | Cement Pointing Struck Joints on Walls. Ratio 1:3 (CSI No: , P- ) | 11304 | Sft | @Rs | 1213.58 | P% Sft | Rs | 137183.0832
15 | Supplying and mixing chemical admixture S.B.R or equivalent in Roof Sleel jointing (Ratio 1:7) (On Bag Cement & 7 Liters of S.B.R) (NSI) | 250.8 | Liters | @Rs | 80 | P-Liter | Rs | 20064
16 | Fabrication of heavy steel work with angles, tees, flat, iron, round and sheet iron for making trusses, girders, tands etc including cutting, tanks etc including cutting drilling rivetting, handling assembling and fixing but excluding errection in position. (CSI No: 2, P-90) | 24 | Cwt | @Rs | 4928.49 | P-Cwt | Rs | 118283.76
17 | PVC Conduits (Non-Pressure Pipe). (CSI No. 1, P-5) 2" Dia | 480 | Rft | @Rs | 30.49 | P-Rft | Rs | 14635.2
[6 empty] | Total | Rs | 18143717.8957
| CONTRACTOR |  |  | EXECUTIVE ENGINEER
PUBLIC HEALTH ENGG: DIVISION
SHIKARPUR
No: II CONSTRUCTION OF RCC COVERED NALA (2.50 WIDE) BRICK LINED
1 | Dismantling & removing road metalling. (CSI No: 51, P-13) | 5000 | Cft | @Rs | 605 | P% Cft | Rs | 30250
2 | Dismantling cement concrete plain Ratio 1:2:4. (CSI No: 19,P-10) | 500 | Cft | @Rs | 3327.5 | P% Cft | Rs | 16637.5
3 | Dismantling cement concrete reinforced separating the reinforcement from concrete cleaning and straightening the same. (CSI No: 20, P-10) Ratio 1:2:4 | 33 | Cft | @Rs | 5445 | P% Cft | Rs | 1796.85
4 | Excavation for pipe lines in trenches and pits in soft soil clay or mud i/c trimming and dressing sides to true alignment and shape leveling of beds of trenches to correct level and grade, cutting joint holes and disposal or surplus earth within a one chain as directed by Engineering incharge, providing fence guards, lights, flags, and temporary crossing for non vehicular traffic where ever required lift upto 5 ft (1.52m) and upto one chain (30.50m) (PHSI No: 1, P-60) | 20000 | Cft | @Rs | 3600 | P%o Cft | Rs | 72000
5 | Excavation for pipe lines in trenches and pits in wet soil clay or mud i/c trimming and dressing sides to true alignment and shape leveling of beds of trenches to correct level and grade, cutting joint holes and disposal or surplus earth within a one chain as directed by Engineering incharge, providing fence guards, lights, flags, and temporary crossing for non vehicular traffic where ever required lift upto 5 ft (1.52m) and upto one chain (30.50m) (PHSI No: 14, P-66) | 5000 | Cft | @Rs | 5400 | P%o Cft | Rs | 27000
6 | Extra lead for rehandling of surplus excavated stuff. | 17500 | Cft | @Rs | 407 | P% Cft | Rs | 71225
7 | Cement concrete plain i/c placing compacting finishing curing complete i/c screening and washing of stone aggregate without sheltering. (CSI No: 5, P-17) A) Ratio 1:4:8 | 2500 | Cft | @Rs | 11288.75 | P% Cft | Rs | 282218.75
8 | Cement concrete plain i/c placing compacting finishing curing complete i/c screening and washing of stone aggregate without sheltering. (CSI No: 5, P-17) A) Ratio 1:2:4 | 1119.22 | Cft | @Rs | 14429.25 | P% Cft | Rs | 161495.0518
9 | Errection and removal of centering of RCC or plain cement concrete work of partial wood. (CSI No: , P- ) | 5102.5 | Sft | @Rs | 3127.41 | P% Sft | Rs | 159576.0953
10 | R.C.C work i/c all labour and material except the cost of steel reinforcement and its labour for bending and binding which will be paid separately. This rate also includes all kinds of forms moulds lifting shuttering curing rendering and finishing the exposed surface i/c screening and washing of shingle (a) R.C work in roof slab members laid in situ or prrecast laid in position complete in a respect. (i) Ratio 1;2;4 90 lbs cement 2 cft sand 4 cft shingle 1/8” to ¼” gauge. (C.S.I-6 P/16) | 9250 | Cft | @Rs | 337 | P-Cft | Rs | 3117250
11 | Fabrication of Tor bar reinf: for cement concrete i/c cutting, bending, laying in position making joints and fastening i/c cost of binding wire i/c removal of rust from bars. (CSI No: 7/a, P-18) | 371.652 | Cwt | @Rs | 5001.7 | P-Cwt | Rs | 1858891.8084
12 | Pacca Brick Work other than building including striking of joints upto 20 feet height in cement sand mortar. Ratio 1:4 (CSI No: , P- ) | 4158.8 | Cft | @Rs | 12899.7 | P% Cft | Rs | 536472.7236
13 | Extra labour for arch work in brick masonry including labour for centering and decentering. (CSI No: 07, P-29) | 1665 | Cft | @Rs | 968 | P% Cft | Rs | 16117.2
14 | Cement Pointing Struck Joints on Walls. Ratio 1:3 (CSI No: , P- ) | 3925 | Sft | @Rs | 1213.58 | P% Sft | Rs | 47633.015
15 | Supplying and mixing chemical admixture S.B.R or equivalent in Roof Sleel jointing (Ratio 1:7) (On Bag Cement & 7 Liters of S.B.R) (NSI) | 93.5 | Liters | @Rs | 80 | P-Liter | Rs | 7480
16 | Fabrication of heavy steel work with angles, tees, flat, iron, round and sheet iron for making trusses, girders, tands etc including cutting, tanks etc including cutting drilling rivetting, handling assembling and fixing but excluding errection in position. (CSI No: 2, P-90) | 10 | Cwt | @Rs | 4928.49 | P-Cwt | Rs | 49284.9
17 | PVC Conduits (Non-Pressure Pipe). (CSI No. 1, P-5) 2" Dia | 200 | Rft | @Rs | 30.49 | P-Rft | Rs | 6098
[6 empty] | Total | Rs | 6461426.8941
| CONTRACTOR |  |  | EXECUTIVE ENGINEER
PUBLIC HEALTH ENGG: DIVISION
SHIKARPUR
No: III CONSTRUCTION OF CC COVERED NALA (2.50 WIDE) BRICK LINED
1 | Dismantling & removing road metalling. (CSI No: 51, P-13) | 42500 | Cft | @Rs | 605 | P% Cft | Rs | 257125
2 | Dismantling cement concrete plain Ratio 1:2:4. (CSI No: 19,P-10) | 1875 | Cft | @Rs | 3327.5 | P% Cft | Rs | 62390.625
3 | Dismantling cement concrete reinforced separating the reinforcement from concrete cleaning and straightening the same. (CSI No: 20, P-10) Ratio 1:2:4 | 50 | Cft | @Rs | 5445 | P% Cft | Rs | 2722.5
4 | Excavation for pipe lines in trenches and pits in soft soil clay or mud i/c trimming and dressing sides to true alignment and shape leveling of beds of trenches to correct level and grade, cutting joint holes and disposal or surplus earth within a one chain as directed by Engineering incharge, providing fence guards, lights, flags, and temporary crossing for non vehicular traffic where ever required lift upto 5 ft (1.52m) and upto one chain (30.50m) (PHSI No: 1, P-60) | 170000 | Cft | @Rs | 3600 | P%o Cft | Rs | 612000
5 | Excavation for pipe lines in trenches and pits in wet soil clay or mud i/c trimming and dressing sides to true alignment and shape leveling of beds of trenches to correct level and grade, cutting joint holes and disposal or surplus earth within a one chain as directed by Engineering incharge, providing fence guards, lights, flags, and temporary crossing for non vehicular traffic where ever required lift upto 5 ft (1.52m) and upto one chain (30.50m) (PHSI No: 14, P-66) | 42500 | Cft | @Rs | 5400 | P%o Cft | Rs | 229500
6 | Cement concrete plain i/c placing compacting finishing curing complete i/c screening and washing of stone aggregate without sheltering. (CSI No: 5, P-17) A) Ratio 1:4:8 | 21250 | Cft | @Rs | 11288.75 | P% Cft | Rs | 2398859.375
7 | Cement concrete plain i/c placing compacting finishing curing complete i/c screening and washing of stone aggregate without sheltering. (CSI No: 5, P-17) A) Ratio 1:2:4 | 78575.86 | Cft | @Rs | 14429.25 | P% Cft | Rs | 11337907.2791
8 | Errection and removal of centering of RCC or plain cement concrete work of partial wood. (CSI No: , P- ) | 43371.25 | Sft | @Rs | 3127.41 | P% Sft | Rs | 1356396.8096
9 | R.C.C work i/c all labour and material except the cost of steel reinforcement and its labour for bending and binding which will be paid separately. This rate also includes all kinds of forms moulds lifting shuttering curing rendering and finishing the exposed surface i/c screening and washing of shingle (a) R.C work in roof slab members laid in situ or prrecast laid in position complete in a respect. (i) Ratio 1;2;4 90 lbs cement 2 cft sand 4 cft shingle 1/8” to ¼” gauge. (C.S.I-6 P/16) | 20187.5 | Cft | @Rs | 337 | P-Cft | Rs | 6803187.5
10 | Fabrication of Tor bar reinf: for cement concrete i/c cutting, bending, laying in position making joints and fastening i/c cost of binding wire i/c removal of rust from bars. (CSI No: 7/a, P-18) | 811.1048 | Cwt | @Rs | 5001.7 | P-Cwt | Rs | 4056902.8782
11 | Pacca Brick Work other than building including striking of joints upto 20 feet height in cement sand mortar. Ratio 1:4 (CSI No: , P- ) | 35349.8 | Cft | @Rs | 12899.7 | P% Cft | Rs | 4560018.1506
12 | Extra labour for arch work in brick masonry including labour for centering and decentering. (CSI No: 07, P-29) | 14152.5 | Cft | @Rs | 968 | P% Cft | Rs | 136996.2
13 | Extra lead for rehandling of surplus excavated stuff. | 148750 | Cft | @Rs | 407 | P% Cft | Rs | 605412.5
14 | Fabrication of heavy steel work with angles, tees, flat, iron, round and sheet iron for making trusses, girders, tands etc including cutting, tanks etc including cutting drilling rivetting, handling assembling and fixing but excluding errection in position. (CSI No: 2, P-90) | 85 | Cwt | @Rs | 4928.49 | P-Cwt | Rs | 418921.65
15 | PVC Conduits (Non-Pressure Pipe). (CSI No. 1, P-5) 2" Dia | 1700 | Rft | @Rs | 30.49 | P-Rft | Rs | 51833
[6 empty] | Total | Rs | 32890173.4674
| CONTRACTOR |  |  | EXECUTIVE ENGINEER
PUBLIC HEALTH ENGG: DIVISION
SHIKARPUR
Sr. No. | Name of Work | Schedule Item |  | Non-Schedule Item |  | Total
1 | Construction Of R.C.C Covered (3.00 Wide) Brick Lined Nala | 18123653.8957 |  | 20064 |  | 18143717.8957
2 | Construction Of R.C.C Covered (2.50 Wide) Brick Lined Nala | 6453946.8941 |  | 7480 |  | 6461426.8941
3 | Construction Of C.C Covered Nala Type-III (2.50 Wide) | 32890173.4674 |  | … |  | 32890173.4674
TOTAL |  | 57467774.2572 |  | 27544 |  | 57495318.2572
| CONTRACTOR |  |  | EXECUTIVE ENGINEER
PUBLIC HEALTH ENGG: DIVISION
SHIKARPUR

## Schedule B REN
Appendix-D to Bid
BILL OF QUANTITIES
| Name of Work:- | Rehabilitation & Improvement Of Urban Drainage Scheme Shikarpur City.
| Head of Account:- | ____________________________________________
Sr. No. | Item of Work | Quantity |  | Rate |  | Unit | Amount
SUB-WORK NO: 5 REPAIR OF EXISTING NALA
1 | Pacca brick work in foundation and plinth in cement sand mortar(1:6) (G.S.I No. 4 P/ 19) | 4860 | Cft | @Rs | 11948.36 | P% Cft | Rs | 580690.296
2 | Cement plaster (1:4) up to 20’height ½”thick (G.S.I-11/ P/51) | 12960 | Sft | @Rs | 2283.93 | P% Sft | Rs | 295997.328
3 | R.C.C work i/c all labour and material except the cost of steel reinforcement and its labour for bending and binding which will be paid separately. This rate also includes all kinds of forms moulds lifting shuttering curing rendering and finishing the exposed surface i/c screening and washing of shingle (a) R.C work in roof slab members laid in situ or prrecast laid in position complete in a respect. (i) Ratio 1;2;4 90 lbs cement 2 cft sand 4 cft shingle 1/8” to ¼” gauge. (C.S.I-6 P/16) | 6793.2 | Cft | @Rs | 337 | P-Cft | Rs | 2289308.4
4 | Fabrication of Tor bar reinf: for cement concrete i/c cutting, bending, laying in position making joints and fastening i/c cost of binding wire i/c removal of rust from bars. (CSI No: 7/a, P-18) | 272.941 | Cwt | @Rs | 5001.7 | P-Cwt | Rs | 1365168.9997
5 | Fabrication of heavy steel work with angles, tees, flat, iron, round and sheet iron for making trusses, girders, tands etc including cutting, tanks etc including cutting drilling rivetting, handling assembling and fixing but excluding errection in position. (CSI No: 2, P-90) | 129.6 | Cwt | @Rs | 4928.49 | P-Cwt | Rs | 638732.304
6 | PVC Conduits (Non-Pressure Pipe). (CSI No. 1, P-5) 2" Dia | 864 | Rft | @Rs | 30.49 | P-Rft | Rs | 26343.36
[6 empty] | Total | Rs | 5196240.6877
| CONTRACTOR |  |  | EXECUTIVE ENGINEER
PUBLIC HEALTH ENGG: DIVISION
SHIKARPUR

## Schedule B Sewer & MH
Appendix-D to Bid
BILL OF QUANTITIES
| Name of Work:- | Rehabilitation & Improvement Of Urban Drainage Scheme Shikarpur City.
| Head of Account:- | ____________________________________________
Sr. No. | Item of Work | Quantity |  | Rate |  | Unit | Amount
SUB-WORK NO: 6 R.C.C SEWER I/C MANHOLE COVER
No: I CONSTRUCTION OF R.C.C SEWER
1 | Dismantling & removing road metalling. (CSI No: 51, P-13) | 6800 | Cft | @Rs | 605 | P% Cft | Rs | 41140
2 | Dismantling cement concrete plain Ratio 1:2:4. (CSI No: 19,P-10) | 1700 | Cft | @Rs | 3327.5 | P% Cft | Rs | 56567.5
3 | Excavation for pipe lines in trenches and pits in soft soil clay or mud i/c trimming and dressing sides to true alignment and shape leveling of beds of trenches to correct level and grade, cutting joint holes and disposal or surplus earth within a one chain as directed by Engineering incharge, providing fence guards, lights, flags, and temporary crossing for non vehicular traffic where ever required lift upto 5 ft (1.52m) and upto one chain (30.50m) (PHSI No: 1, P-60) | 27200 | Cft | @Rs | 3600 | P%o Cft | Rs | 97920
4 | Excavation for pipe lines in trenches and pits in wet soil clay or mud i/c trimming and dressing sides to true alignment and shape leveling of beds of trenches to correct level and grade, cutting joint holes and disposal or surplus earth within a one chain as directed by Engineering incharge, providing fence guards, lights, flags, and temporary crossing for non vehicular traffic where ever required lift upto 5 ft (1.52m) and upto one chain (30.50m) (PHSI No: 14, P-66) | 19350 | Cft | @Rs | 5950 | P%o Cft | Rs | 115132.5
5 | Excavation for pipe lines in trenches and pits in Sulushy / Daldaly soil clay or mud i/c trimming and dressing sides to true alignment and shape leveling of beds of trenches to correct level and grade, cutting joint holes and disposal or surplus earth within a one chain as directed by Engineering incharge, providing fence guards, lights, flags, and temporary crossing for non vehicular traffic where ever required lift upto 5 ft (1.52m) and upto one chain (30.50m) (PHSI No: 14, P-66) | 10200 | Cft | @Rs | 11900 | P%o Cft | Rs | 121380
6 | Providing and fixing driving open timbering to trenches for depth upto 10 ft:. (PHSI No: 19, P-76) | 4800 | Sft | @Rs | 8340 | P% Sft | Rs | 400320
7 | Bailing or pumping out sub-soil water during excavation, concreting, cost in Situ concrete or masonary work in foundation etc. (PHSI No.18, P.No.75) | 88650 | Cft | @Rs | 543 | P% Cft | Rs | 481369.5
8 | Shingle Naturally Graded 1" Ring. (SMI No: 73, P-4) | 4125 | Cft | @Rs | 2200 | P% Cft | Rs | 90750
9 | Providing, Laying R.C.C Pipes of ASTM C-76-62 T/C-76-70 of Class II wall B and fixing in trench i/c cutting, fitting and jointing with rubber ring i/c testing with water to specified pressure. (PHSI No: B (1) d, P-17)
| 24" Dia | 1200 | Rft | @Rs | 869 | P-Rft | Rs | 1042800
| 18" Dia | 200 | Rft | @Rs | 618 | P-Rft | Rs | 123600
10 | Refilling the excavated stuff on trenches 6”thick leveling i/c watering raming full compaction etc Complete. (PHSI No.24, P-77) | 53011.72 | Cft | @Rs | 2760 | P%o Cft | Rs | 146312.3472
11 | Extra for every 50' additional lead or part thereof. (CSI No.8, P.No.2) | 10538.28 | Cft | @Rs | 5039 | P%o Cft | Rs | 53102.3929
[6 empty] | Total | Rs | 2770394.2401
| CONTRACTOR |  |  | EXECUTIVE ENGINEER
PUBLIC HEALTH ENGG: DIVISION
SHIKARPUR
No: II R.C.C MANHOLES
1 | Dismantling & removing road metalling. (CSI No: 51, P-13) | 1102.93 | Cft | @Rs | 605 | P% Cft | Rs | 6672.7265
2 | Excavation for pipe lines in trenches and pits in soft soil clay or mud i/c trimming and dressing sides to true alignment and shape leveling of beds of trenches to correct level and grade, cutting joint holes and disposal or surplus earth within a one chain as directed by Engineering incharge, providing fence guards, lights, flags, and temporary crossing for non vehicular traffic where ever required lift upto 5 ft (1.52m) and upto one chain (30.50m) (PHSI No: 1, P-60) | 3791.55 | Cft | @Rs | 3600 | P%o Cft | Rs | 13649.58
3 | Excavation for pipe lines in trenches and pits in wet soil clay or mud i/c trimming and dressing sides to true alignment and shape leveling of beds of trenches to correct level and grade, cutting joint holes and disposal or surplus earth within a one chain as directed by Engineering incharge, providing fence guards, lights, flags, and temporary crossing for non vehicular traffic where ever required lift upto 5 ft (1.52m) and upto one chain (30.50m) (PHSI No: 14, P-66) | 2843.66 | Cft | @Rs | 5950 | P%o Cft | Rs | 16919.777
4 | Excavation for pipe lines in trenches and pits in Sulushy / Daldaly soil clay or mud i/c trimming and dressing sides to true alignment and shape leveling of beds of trenches to correct level and grade, cutting joint holes and disposal or surplus earth within a one chain as directed by Engineering incharge, providing fence guards, lights, flags, and temporary crossing for non vehicular traffic where ever required lift upto 5 ft (1.52m) and upto one chain (30.50m) (PHSI No: 14, P-66) | 2606.2 | Cft | @Rs | 11900 | P%o Cft | Rs | 31013.78
5 | Cement concrete plain i/c placing compacting finishing and curing complete i/c screening and washing of stone aggregate without shuttering. (G.S.I - 5 P/15) A) Ratio 1:4:8 | 473.94 | Cft | @Rs | 11288.75 | P% Cft | Rs | 53501.9017
| B) Ratio 1:2:4 | 530.45 | Cft | @Rs | 14429.25 | P% Cft | Rs | 76539.9566
6 | R.C.C work i/c all labour and material except the cost of steel reinforcement and its labour for bending and binding which will be paid separately. This rate also includes all kinds of forms moulds lifting shuttering curing rendering and finishing the exposed surface i/c screening and washing of shingle (a) R.C work in roof slab members laid in situ or prrecast laid in position complete in a respect. (i) Ratio 1;2;4 90 lbs cement 2 cft sand 4 cft shingle 1/8” to ¼” gauge. (C.S.I-6 P/16) | 3240.68 | Cft | @Rs | 337 | P-Cft | Rs | 1092109.16
7 | Fabrication of mild steel reinforcement for cement concrete i/c cutting bending laying in position making joints and fastening i/c cost of binding wire also includes removal of rust from bars. (G.S.I- 8 P/16) | 130.206 | Cwt | @Rs | 5001.7 | P-Cwt | Rs | 651251.3502
8 | Providing C.I Manhole Cover & frame i/c cost of Material etc. (PHSI No: J (1), P. No: 35) | 90 | Cwt | @Rs | 6985 | P-Cwt | Rs | 628650
9 | Erection and removal of centering for R.C.C or plain C.C works of deodars wood (2nd class) (b) for partal wood (vertical) (G.S.I.No. 19/a, P/17) | 560 | Sft | @Rs | 3127.41 | P% Sft | Rs | 17513.496
[6 empty] | Total | Rs | 2587821.7281
| CONTRACTOR |  |  | EXECUTIVE ENGINEER
PUBLIC HEALTH ENGG: DIVISION
SHIKARPUR
Sr. No. | Name of Work | Schedule Item |  | Non-Schedule Item |  | Total
1 | Construction of R.C.C Sewer | 2770394.2401 |  | … |  | 2770394.2401
2 | R.C.C Manhole Cover | 2587821.7281 |  | … |  | 2587821.7281
TOTAL |  | 5358215.9682 |  | … |  | 5358215.9682
| CONTRACTOR |  |  | EXECUTIVE ENGINEER
PUBLIC HEALTH ENGG: DIVISION
SHIKARPUR

## Schedule B CT
Appendix-D to Bid
BILL OF QUANTITIES
| Name of Work:- | Rehabilitation & Improvement Of Urban Drainage Scheme Shikarpur City.
| Head of Account:- | ____________________________________________
Sr. No. | Item of Work | Quantity |  | Rate |  | Unit | Amount
SUB-WORK NO: 7 R.C.C COLLECTING TANK
1 | Excavation of well in dry upto 20’ ft height around level and disposal of soil within one chain. (in ordinary soil) (GSI No: 1, P-85) | 9902.78 | Cft | @Rs | 2247.58 | P%o Cft | Rs | 22257.2903
2 | R.C.C work i/c all labour and material except the cost of steel reinforcement and its labour for bending and binding which will be paid separately. This rate also includes all kinds of forms moulds lifting shuttering curing rendering and finishing the exposed surface i/c screening and washing of shingle (a) R.C work in roof slab members laid in situ or prrecast laid in position complete in a respect. (i) Ratio 1;2;4 90 lbs cement 2 cft sand 4 cft shingle 1/8” to ¼” gauge. (C.S.I-6 P/16) | 5129.775 | Cft | @Rs | 337 | P-Cft | Rs | 1728734.175
3 | Fabrication of mild steel reinforcement for cement concrete i/c cutting bending laying in position making joints and fastening i/c cost of binding wire also includes removal of rust from bars. (G.S.I- 8 P/16) | 213.5794 | Cwt | @Rs | 5001.7 | P-Cwt | Rs | 1068260.085
4 | Wet Sinking of walls for depth below spring level by means of driver i/c all charges for shoring leading & removal excavated material within one chain. (GSI No: 3, P-85)
| a) 0’ – 5’ | 8904.84 | Cft | @Rs | 11763.8 | P%o Cft | Rs | 104754.7568
| b) 5’ – 10’ | 8904.84 | Cft | @Rs | 24200 | P%o Cft | Rs | 215497.128
| c) 10’ – 15’ | 6530.22 | Cft | @Rs | 37230.77 | P%o Cft | Rs | 243125.1189
5 | Cement concrete brick or stone ballast 1 ½” to 2” gauged ratio (1:4:8) (CSI No: 4, P-14) | 3004 | Cft | @Rs | 9416.25 | P% Cft | Rs | 282864.15
6 | Cement concrete plain i/c placing compacting finishing and curing complete i/c screening and washing of stone aggregate without shuttering. (G.S.I - 5 P/15) A) Ratio 1:4:8 | 2207.81 | Cft | @Rs | 11288.75 | P% Cft | Rs | 249234.1514
| B) Ratio 1:3:6 | 2207.81 | Cft | @Rs | 12595 | P% Cft | Rs | 278073.6695
| C) Ratio 1:2:4 | 1471.88 | Cft | @Rs | 14429.25 | P% Cft | Rs | 212381.2449
7 | Providing "Construction Joints" in concerte work of 9" (225 mm) wide corrugrated PVC Water Stop (with bulb) i/c soldering cost of material and labour. (PHSI No. , P.No. ) | 489.84 | Rft | @Rs | 86 | P-Rft | Rs | 42126.24
8 | Bailing or pumping out sub-soil water during excavation, concreting, cost in Situ concrete or masonary work in foundation etc. (PHSI No.18, P.No.75) | 33853.13 | Cft | @Rs | 543 | P% Cft | Rs | 183822.4959
[6 empty] | Total | Rs | 4631130.5056
| CONTRACTOR |  |  | EXECUTIVE ENGINEER
PUBLIC HEALTH ENGG: DIVISION
SHIKARPUR

## Schedule B SC
Appendix-D to Bid
BILL OF QUANTITIES
| Name of Work:- | Rehabilitation & Improvement Of Urban Drainage Scheme Shikarpur City.
| Head of Account:- | ____________________________________________
Sr. No. | Item of Work | Quantity |  | Rate |  | Unit | Amount
SUB-WORK NO: 8 SCREENING CHAMBER
1 | Excavation in foundation of building bridges and other structures i/c dig billing dressing refilling around the structures with excavated Earth watering ramming up to 5ft (b) in ordinary soil (C.S.I-18/ P/5) | 2244.38 | Cft | @Rs | 3176.25 | P%o Cft | Rs | 7128.712
2 | Extra for wet earth work (GSI No.15, P.3) | 1299.38 | Cft | @Rs | 1058.75 | P%o Cft | Rs | 1375.7186
3 | R.C.C work i/c all labour and material except the cost of steel reinforcement and its labour for bending and binding which will be paid separately. This rate also includes all kinds of forms moulds lifting shuttering curing rendering and finishing the exposed surface i/c screening and washing of shingle (a) R.C work in roof slab members laid in situ or prrecast laid in position complete in a respect. (i) Ratio 1;2;4 90 lbs cement 2 cft sand 4 cft shingle 1/8” to ¼” gauge. (C.S.I-6 P/16) | 781.1 | Cft | @Rs | 337 | P-Cft | Rs | 263230.7
4 | Fabrication of mild steel reinforcement for cement concrete i/c cutting bending laying in position making joints and fastening i/c cost of binding wire also includes removal of rust from bars. (G.S.I- 8 P/16) | 31.3835 | Cwt | @Rs | 5001.7 | P-Cwt | Rs | 156970.852
5 | Cement concrete brick or stone ballast 1 ½” to 2” gauged ratio (1:4:8) (CSI No: 4, P-14) | 138.94 | Cft | @Rs | 9416.25 | P% Cft | Rs | 13082.9377
6 | Small iron work such as gusset plate liness lenab, girding tank etc including cutting riveting handling erection in position. (CSI No:19, P-91) | 5.3438 | Cwt | @Rs | 6420.61 | P-Cwt | Rs | 34310.4557
7 | Errection & Fitting in Position of iron trusses staging of water tanks etc. (CSI No: 3, P-70) | 5.3438 | Cwt | @Rs | 271.04 | P-Cwt | Rs | 1448.3836
8 | Providing C.I Manhole Cover & Frame i/c Cost of Material etc. (PHSI No: 1, P-35) | 6 | Cwt | @Rs | 6985 | P-Cwt | Rs | 41910
9 | Excavation for pipe lines in trenches and pits in soft soil clay or mud i/c trimming and dressing sides to true alignment and shape leveling of beds of trenches to correct level and grade, cutting joint holes and disposal or surplus earth within a one chain as directed by Engineering incharge, providing fence guards, lights, flags, and temporary crossing for non vehicular traffic where ever required lift upto 5 ft (1.52m) and upto one chain (30.50m) (PHSI No: 1, P-60) Soft Soil | 288 | Cft | @Rs | 3600 | P%o Cft | Rs | 1036.8
| Wet Soil | 144 | Cft | @Rs | 5400 | P%o Cft | Rs | 777.6
10 | Providing R.C.C Pipes of ASTM C-76-62 C-76-70 class – II wall bend fixing in trenches i/c cutting fitting and jointing with rubber ring i/c testing with water to specified pressure. (PHSI No: 1, P-22) 18" Dia | 48 | Rft | @Rs | 618 | P-Rft | Rs | 29664
11 | Pacca brick work in foundation and plinth in cement sand mortar(1:6) (G.S.I No. 4 P/ 19) | 42.75 | Cft | @Rs | 11948.36 | P% Cft | Rs | 5107.9239
12 | Cement plaster (1:4) up to 20’height ½”thick (G.S.I-11/ P/51) | 152.25 | Sft | @Rs | 2283.93 | P% Sft | Rs | 3477.2834
13 | Refilling the excavated stuff in trenches 6” thick layers i/c watering ramming to full compaction etc complete. | 305.81 | Cft | @Rs | 2760 | P%o Cft | Rs | 844.0356
[6 empty] | Total | Rs | 560365.4024
| CONTRACTOR |  |  | EXECUTIVE ENGINEER
PUBLIC HEALTH ENGG: DIVISION
SHIKARPUR

## Schedule B PH
Appendix-D to Bid
BILL OF QUANTITIES
| Name of Work:- | Rehabilitation & Improvement Of Urban Drainage Scheme Shikarpur City.
| Head of Account:- | ____________________________________________
Sr. No. | Item of Work | Quantity |  | Rate |  | Unit | Amount
SUB-WORK NO: 9 PUMP HOUSE
1 | Excavation in foundation of building bridges and other structures i/c dig billing dressing refilling around the structures with excavated Earth watering ramming up to 5ft (b) in ordinary soil (G.S.I-18/ P/4) | 1643.13 | Cft | @Rs | 3176.25 | P%o Cft | Rs | 5218.9917
2 | Cement concrete brick or stone ballast 1 ½” to 2” gauged ratio (1:4:8) (CSI No: 4, P-14) | 676.17 | Cft | @Rs | 9416.25 | P% Cft | Rs | 63669.8576
3 | Pacca brick work in foundation and plinth in cement sand mortar(1:6) (G.S.I No. 4 P/ 19) | 2301.036 | Cft | @Rs | 11948.36 | P% Cft | Rs | 274936.065
4 | Damp proof course with (cement sand and shingle) concrete 1:2:4 i/c two coats of asphalt mixture. (CSI No: 27, P-23) | 364.88 | Cft | @Rs | 4982.18 | P% Cft | Rs | 18178.9784
5 | Pacca brick work in ground floor in cement sand mortor (1:6) (CSI No.5, P.No.20) | 2103.75 | Cft | @Rs | 12674.36 | P% Cft | Rs | 266636.8485
6 | Pacca brick work in foundation and plinth in cement sand mortar(1:6) (C.S.I No. 4 P/ 19) | 63.375 | Cft | @Rs | 11948.36 | P% Cft | Rs | 7572.2731
7 | R.C.C work i/c all labour and material except the cost of steel reinforcement and its labour for bending and binding which will be paid separately. This rate also includes all kinds of forms moulds lifting shuttering curing rendering and finishing the exposed surface i/c screening and washing of shingle (a) R.C work in roof slab members laid in situ or prrecast laid in position complete in a respect. (i) Ratio 1;2;4 90 lbs cement 2 cft sand 4 cft shingle 1/8” to ¼” gauge. (G.S.I-6 P/16) | 1008 | Cft | @Rs | 337 | P-Cft | Rs | 339696
8 | Fabrication of mild steel reinforcement for cement concrete i/c cutting bending laying in position making joints and fastening i/c cost of binding wire also includes removal of rust from bars. (G.S.I- 8 P/16) | 40.5 | Cwt | @Rs | 5001.7 | P-Cwt | Rs | 202568.85
9 | Fabrication of heavy steel work with angles, tees, flat, iron, round and sheet iron for making trusses, girders, tands etc including cutting, tanks etc including cutting drilling rivetting, handling assembling and fixing but excluding errection in position. (CSI No: 2, P-90) | 38.1698 | Cwt | @Rs | 4928.49 | P-Cwt | Rs | 188119.4776
10 | Cement plaster 1/2" thick (1:6). (CSI No: , P- ) | 4445.95 | Sft | @Rs | 2206.06 | P% Sft | Rs | 98080.3246
11 | Cement plaster 3/8" thick (1:4). (CSI No: , P- ) | 4445.95 | Sft | @Rs | 2197.52 | P% Sft | Rs | 97700.6404
12 | Cement pointing struck joints on walls. (CSI No: 11, P-51) Ratio 1:3 | 3036.5 | Sft | @Rs | 1213.58 | P% Sft | Rs | 36850.3567
13 | Painting new surfaces, preparing of surfaces and painting of doors and windows of any type i/c edges. (GSI No: 5 (c), P-69) 3 Coats | 900 | Sft | @Rs | 2116.41 | P% Sft | Rs | 19047.69
14 | Filling Watering and Ramming earth in floors with surplus earth from foundation lead upto one chain and lift upto 5ft. (CSI No. 22, P-) | 3210.61 | Sft | @Rs | 1512.5 | P%o Cft | Rs | 4856.0476
15 | Providing Laying 3" thick toping cement concrete Ratio 1:2:4 i/c surface finishing dividing into panel (CSI No.16, P.41) 3" Thick | 1070.2 | Sft | @Rs | 4411.82 | P% Sft | Rs | 47215.2976
16 | White washing one coat. (G.S.I No. 26, P.No. 53) | 4914 | Sft | @Rs | 442.75 | P% Sft | Rs | 21756.735
17 | Distempering two coats. (G.S.I No. , P.No. ) | 4914 | Sft | @Rs | 1043.9 | P% Sft | Rs | 51297.246
18 | Supplying & Fixing in position iron / steel grill of 3/4" x 1/4" size flat iron of approved design including painting 3 coats etc complete (weight not to be less than 3.7 Lbs / Sq. Foot of finished grill) (GSI No. , P- ) | 320 | Sft | @Rs | 180.5 | P-Sft | Rs | 57760
[6 empty] | Total | Rs | 1801161.6799
| CONTRACTOR |  |  | EXECUTIVE ENGINEER
PUBLIC HEALTH ENGG: DIVISION
SHIKARPUR

## Schedule B CW
Appendix-D to Bid
BILL OF QUANTITIES
| Name of Work:- | Rehabilitation & Improvement Of Urban Drainage Scheme Shikarpur City.
| Head of Account:- | ____________________________________________
Sr. No. | Item of Work | Quantity |  | Rate |  | Unit | Amount
SUB-WORK NO: 10 COMPOUND WALL
1 | Excavation in foundation of building bridges and other structures i/c dig billing dressing refilling around the structures with excavated Earth watering ramming up to 5ft (b) in ordinary soil (G.S.I-18/ P/4) | 765 | Cft | @Rs | 3176.25 | P%o Cft | Rs | 2429.8313
2 | Cement concrete brick or stone ballast 1 ½” to 2” gauged ratio (1:4:8) (CSI No: 4, P-14) | 191.25 | Cft | @Rs | 9416.25 | P% Cft | Rs | 18008.5781
3 | Pacca brick work in foundation and plinth in cement sand mortar(1:6) (G.S.I No. 4 P/ 19) | 1077.63 | Cft | @Rs | 11948.36 | P% Cft | Rs | 128759.1119
4 | Damp proof course with (cement sand and shingle) concrete 1:2:4 i/c two coats of asphalt mixture. (CSI No: 27, P-23) | 209.05 | Cft | @Rs | 4982.18 | P% Cft | Rs | 10415.2473
5 | R.C.C work i/c all labour and material except the cost of steel reinforcement and its labour for bending and binding which will be paid separately. This rate also includes all kinds of forms moulds lifting shuttering curing rendering and finishing the exposed surface i/c screening and washing of shingle (a) R.C work in roof slab members laid in situ or prrecast laid in position complete in a respect. (i) Ratio 1;2;4 90 lbs cement 2 cft sand 4 cft shingle 1/8” to ¼” gauge. (G.S.I-6 P/16) | 51.5 | Cft | @Rs | 337 | P-Cft | Rs | 17355.5
6 | Fabrication of mild steel reinforcement for cement concrete i/c cutting bending laying in position making joints and fastening i/c cost of binding wire also includes removal of rust from bars. (G.S.I- 8 P/16) | 2.069 | Cwt | @Rs | 5001.7 | P-Cwt | Rs | 10348.5173
7 | Pacca brick work in other than building including stricking of joints upto 20' height (1:6) (CSI No.7, P.No.21) | 330 | Cft | @Rs | 12346.65 | P% Cft | Rs | 40743.945
8 | Cement plaster 1/2" thick (1:6). (CSI No: , P- ) | 2008.3 | Sft | @Rs | 2206.6 | P% Sft | Rs | 44315.1478
9 | Cement plaster 1:4 upto 12’ height 3/8" thick. (CSI No: 13, P-52) | 2008.3 | Sft | @Rs | 2197.52 | P% Sft | Rs | 44132.7942
10 | Cement pointing struck joints on walls. (CSI No: 11, P-51) Ratio 1:3 | 800 | Sft | @Rs | 1213.58 | P% Sft | Rs | 9708.64
11 | Fabrication of heavy steel work with angles, tees, flat, iron, round and sheet iron for making trusses, girders, tands etc including cutting, tanks etc including cutting drilling rivetting, handling assembling and fixing but excluding errection in position. (CSI No: 2, P-90) | 5.3572 | Cwt | @Rs | 4928.49 | P-Cwt | Rs | 26402.9066
12 | Painting new surfaces, preparing of surfaces and painting of doors and windows of any type i/c edges. (GSI No: 5 (c), P-69) | 100 | Sft | @Rs | 2116.41 | P% Sft | Rs | 2116.41
13 | Preparing the Surface & Painting Work Weather Coat. (G.S.I No. 38, P.No. 56) | 2008.3 | Sft | @Rs | 1948.1 | P% Sft | Rs | 39123.6923
[6 empty] | Total | Rs | 393860.3217
| CONTRACTOR |  |  | EXECUTIVE ENGINEER
PUBLIC HEALTH ENGG: DIVISION
SHIKARPUR

## Schedule B PE RM
Appendix-D to Bid
BILL OF QUANTITIES
| Name of Work:- | Rehabilitation & Improvement Of Urban Drainage Scheme Shikarpur City.
| Head of Account:- | ____________________________________________
Sr. No. | Item of Work | Quantity |  | Rate |  | Unit | Amount
SUB-WORK NO: 11 P.E RISING MAIN
1 | Dismentalling for Road Cutting. (CSI No.51, P.No.13) | 11550 | Cft | @Rs | 605 | P% Cft | Rs | 69877.5
2 | Dismentalling Cement concerte reinforced seperating reinforcement from concrete cleaning and straighting the same. (CSI No. 20, P.No.10) | 52.5 | Cft | @Rs | 5445 | P% Cft | Rs | 2858.625
3 | Excavation for pipe lines in trenches and pits in soft soil i/c trimming and dressing sides to true alignment and shape leveling of beds of trenches to correct level and grade cutting joint holes and disposal or surplus earth within a one chain as directed by Engineering incharge providing fence guards. Lights flags and temporary crossing for non vehicular traffic where ever required lift upto 5ft: (1.52m)and lead upto one chain (30.50m) (PHSI No.1, P.No.60) | 630087.5 | Cft | @Rs | 3600 | P%o Cft | Rs | 2268315
4 | Excavation for pipe lines in trenches and pits in Wet soil i/c trimming and dressing sides to true alignment and shape leveling of beds of trenches to correct level and grade cutting joint holes and disposal or surplus earth within a one chain as directed by Engineering incharge providing fence guards. Lights flags and temporary crossing for non vehicular traffic where ever required lift upto 5ft: (1.52m)and lead upto one chain (30.50m) (PHSI No.1, P.No.60) | 91662.5 | Cft | @Rs | 5400 | P%o Cft | Rs | 494977.5
5 | Providing, Laying & Fixing in trench i/c fitting, jointing & testing etc complete in all repsect the high Density Polythylene PE Pipes (HDPE-100) for W/S confirming ISO 4427/DIN8074/8075 B.S 3580 & PSI 3051. (P-N-08) (PHSI No.1, P.No.25)
| 18" Dia (450 mm) | 10300 | Rft | @Rs | 3299 | P-Rft | Rs | 33979700
| 16" Dia (400 mm) | 13300 | Rft | @Rs | 2625 | P-Rft | Rs | 34912500
| 14" Dia (355 mm) | 19500 | Rft | @Rs | 2058 | P-Rft | Rs | 40131000
| 12" Dia (315 mm) | 10200 | Rft | @Rs | 1635 | P-Rft | Rs | 16677000
| 10" Dia (280 mm) | 4650 | Rft | @Rs | 1043 | P-Rft | Rs | 4849950
6 | Special cost iron fitting for P.E Pipe.
a) | P.E Elbow 90 Degree (SMI No.1, P.No.18)
| 18" Dia (450 mm) | 3 | Nos: | @Rs | 27359 | Each | Rs | 82077
| 16" Dia (400 mm) | 4 | Nos: | @Rs | 21602 | Each | Rs | 86408
| 14" Dia (355 mm) | 5 | Nos: | @Rs | 17657 | Each | Rs | 88285
| 12" Dia (315 mm) | 4 | Nos: | @Rs | 13441 | Each | Rs | 53764
| 10" Dia (280 mm) | 2 | Nos: | @Rs | 8469 | Each | Rs | 16938
b) | P.E Elbow 45 Degree (SMI No.1, P.No.18)
| 18" Dia (450 mm) | 2 | Nos: | @Rs | 21887 | Each | Rs | 43774
| 16" Dia (400 mm) | 2 | Nos: | @Rs | 17282 | Each | Rs | 34564
| 14" Dia (355 mm) | 2 | Nos: | @Rs | 14126 | Each | Rs | 28252
| 12" Dia (315 mm) | 2 | Nos: | @Rs | 10753 | Each | Rs | 21506
| 10" Dia (280 mm) | 2 | Nos: | @Rs | 6775 | Each | Rs | 13550
c) | P.E Tee Equal. (SMI No. , P.No. )
| 18" Dia | 1 | No: | @Rs | 32831 | Each | Rs | 32831
| 16" Dia | 1 | No: | @Rs | 25922 | Each | Rs | 25922
| 14" Dia | 1 | No: | @Rs | 21189 | Each | Rs | 21189
| 12" Dia | 2 | Nos: | @Rs | 16129 | Each | Rs | 32258
d) | Butt Fusion Joint. (SMI No.H, P.No.50)
| 7" to 10" | 10 | Joints | @Rs | 1800 | P-Joint | Rs | 18000
| 11" to 14" | 13 | Joints | @Rs | 2200 | P-Joint | Rs | 28600
| 15" to 18" | 11 | Joints | @Rs | 2800 | P-Joint | Rs | 30800
e) | P.E Reducer. (NSI)
| 12" to 10" | 2 | Nos: | @Rs | 19995 | Each | Rs | 39990
7 | Refilling the excavated stuff on trenches 6”thick leveling i/c watering raming full compaction etc Complete. (PHSI No.24, P-77) | 577521 | Cft | @Rs | 2760 | P%o Cft | Rs | 1593957.96
[6 empty] | Total | Rs | 135678844.585
| CONTRACTOR |  |  | EXECUTIVE ENGINEER
PUBLIC HEALTH ENGG: DIVISION
SHIKARPUR
Sr. No. | Name of Work | Schedule Item |  | Non-Schedule Item |  | Total
1 | P.E.Rising Main | 135638854.585 |  | 39990 |  | 135678844.585
TOTAL |  | 135638854.585 |  | 39990 |  | 135678844.585
| CONTRACTOR |  |  | EXECUTIVE ENGINEER
PUBLIC HEALTH ENGG: DIVISION
SHIKARPUR

## Schedule B DN
Appendix-D to Bid
BILL OF QUANTITIES
| Name of Work:- | Rehabilitation & Improvement Of Urban Drainage Scheme Shikarpur City.
| Head of Account:- | ____________________________________________
Sr. No. | Item of Work | Quantity |  | Rate |  | Unit | Amount
SUB-WORK NO: 12 DESILTING OF EXISTING NALA
1 | Cleaning of collecting tank / sump below ground level i/c dewatering of sludge water and disposal of garbage solid waste etc outside the tank etc complete. (PHSI No: I, P-33) | 208491.13 | Cft | @Rs | 11900 | P%o Cft | Rs | 2481044.447
[6 empty] | Total | Rs | 2481044.447
| CONTRACTOR |  |  | EXECUTIVE ENGINEER
PUBLIC HEALTH ENGG: DIVISION
SHIKARPUR

## Schedule B TW
Appendix-D to Bid
BILL OF QUANTITIES
| Name of Work:- | Rehabilitation & Improvement Of Urban Drainage Scheme Shikarpur City.
| Head of Account:- | ____________________________________________
Sr. No. | Item of Work | Quantity |  | Rate |  | Unit | Amount
SUB-WORK NO: 13 TREATMENT WORK
1 | Excavation for tanks and reservoirs in soft soil i/c trimming dressing sides to true alignment / section profiles and shape, leveling of beds of tanks to correct level and grade i/c laying of earth in 6” layer for construction of banks and dressing and disposal of surplus excavated earth within one chain as directed by Engineer Incharge i/c providing fence guards, lights, flags wherever required, lift up to 5 feet (1.52M) and lead upto one chain (30.5M). (PHSI No: 15, P-49) | 1989538.38 | Cft | @Rs | 3000 | P%o Cft | Rs | 5968615.14
2 | Excavation for tanks and reservoirs in wet soil i/c trimming dressing sides to true alignment / section profiles and shape, leveling of beds of tanks to correct level and grade i/c laying of earth in 6” layer for construction of banks and dressing and disposal of surplus excavated earth within one chain as directed by Engineer Incharge i/c providing fence guards, lights, flags wherever required, lift up to 5 feet (1.52M) and lead upto one chain (30.5M). (PHSI No: 15, P-49) | 525630 | Cft | @Rs | 5350 | P%o Cft | Rs | 2812120.5
3 | Barrow pit excavation undressed lead upto 100 ft ordinary soil (G.S.I. No. 3 p/ 1) | 105750 | Cft | @Rs | 2117.5 | P%o Cft | Rs | 223925.625
4 | Earth Work from Nearest Canal 3 Miles | 105750 | Cft | @Rs | 579.41 | P% Cft | Rs | 612726.075
5 | Earth Work Compaction soft ordinary or hard soil laying earth in 6”layers leveling dressing and watering for compaction etc complete. (GSI No: 13/b, P-3) | 1431112.5 | Cft | @Rs | 354 | P%o Cft | Rs | 506613.825
6 | Extra for every 50' additional lead or part thereof. (CSI No.8, P.No.2) | 1189805.9 | Cft | @Rs | 3023.4 | P%o Cft | Rs | 3597259.1581
7 | Excavation in foundation of building bridges and other structures i/c dig billing dressing refilling around the structures with excavated Earth watering ramming up to 5ft (b) in ordinary soil (G.S.I-18/ P/4) | 1361.19 | Cft | @Rs | 3176.25 | P%o Cft | Rs | 4323.4797
8 | Cement concrete plain i/c placing compacting finishing and curing complete i/c screening and washing of stone aggregate without shuttering. (G.S.I - 5 P/15) A) Ratio 1:4:8 | 226.865 | Cft | @Rs | 11288.75 | P% Cft | Rs | 25610.2227
9 | R.C.C work i/c all labour and material except the cost of steel reinforcement and its labour for bending and binding which will be paid separately. This rate also includes all kinds of forms moulds lifting shuttering curing rendering and finishing the exposed surface i/c screening and washing of shingle (a) R.C work in roof slab members laid in situ or prrecast laid in position complete in a respect. (i) Ratio 1;2;4 90 lbs cement 2 cft sand 4 cft shingle 1/8” to ¼” gauge. (C.S.I-6 P/16) | 1091.15 | Cft | @Rs | 337 | P-Cft | Rs | 367717.55
10 | Fabrication of mild steel reinforcement for cement concrete i/c cutting bending laying in position making joints and fastening i/c cost of binding wire also includes removal of rust from bars. (G.S.I- 8 P/16) | 43.8408 | Cwt | @Rs | 5001.7 | P-Cwt | Rs | 219278.5294
11 | Excavation for pipe lines in trenches and pits in soft soil clay or mud i/c trimming and dressing sides to true alignment and shape leveling of beds of trenches to correct level and grade, cutting joint holes and disposal or surplus earth within a one chain as directed by Engineering incharge, providing fence guards, lights, flags, and temporary crossing for non vehicular traffic where ever required lift upto 5 ft (1.52m) and upto one chain (30.50m) (PHSI No: 1, P-60) | 3456 | Cft | @Rs | 3600 | P%o Cft | Rs | 12441.6
12 | Providing RCC pipes A.S.T.M C-76-62 T/C 76-70 Class II wall B and fixing in trench i/c cutting, fitting and joint with rubber ring i/c testing with water to specified pressure. (PHSI No: B-1, P-17) | 480 | Rft | @Rs | 618 | P-Rft | Rs | 296640
13 | Refilling the excavated stuff on trenches 6”thick leveling i/c watering raming full compaction etc Complete. (PHSI No.24, P-77) | 3110.4 | Cft | @Rs | 2760 | P%o Cft | Rs | 8584.704
[6 empty] | Total | Rs | 14655856.4088
| CONTRACTOR |  |  | EXECUTIVE ENGINEER
PUBLIC HEALTH ENGG: DIVISION
SHIKARPUR

## Schedule B PM
Appendix-D to Bid
BILL OF QUANTITIES
| Name of Work:- | Rehabilitation & Improvement Of Urban Drainage Scheme Shikarpur City.
| Head of Account:- | ____________________________________________
Sr. No. | Item of Work | Quantity |  | Rate |  | Unit | Amount
SUB-WORK NO: 14 PUMPING MACHINERY
No: I KHANCHANDABAD PUMPING STATION (A.C ELECTRIC 50 BHP)
1 | Supplying and installing in position i/c transportation at site of work Electric Pumping set 50 BHP (Simens made) frame size 250-M-4 Pole 1500 RPM totally enclosed fan cooled squirrel cage induction motor 3 phase 400 VAC 5% HZ 2% Suitable for VFD Operation Ambient Temperature 40 C Alritude 100 m above sea level construction IM B3 (loot mounted) degree of protection IP 65 insulation class F service factor 1.1 coupled with KSB KWPZ non-clogging sullage pump type 100-400 size 5" x 4" mounted of KSB steel frame / coupling with sleeve capable of giving discharge 850 GPM against the required head 100 ft i/c installed on cement concrete foundation Ratio 1:2:4 and M.S nuts & bolts of 5/8" dia to be embedded in cement concrete foundation, supplying and fixing Motor control Unit (MCU) consists of circuit breaker, magnetic contractor, over load protection, under / over voltage protection phase failure proctection, amp meter with current transformer voltmeter with potential transformer automatic star - delta change over switch controlled power cables, indicating lights and all these components are fixed in a metallic dust and smoke proof box etc complete (Siemens Made) i/c providing and laying (main or sub-main) PVC insulated with size 4-7/0.64 (16mm2) copper conductor in 1-1/2" dia PVC conduct on surface P/F earting set with 2'x'2x1/2" copper plate buried in ground at a depth of 12' or less if water comes out from the ground level without salt and chorcoal etc i/c making the pipe 12' deep by excavation of all type of soil earth plain to be connected with c.c bars copper with own in 1/2" G.I Pipe strength from the erath plate i/c earth work in the ground at depth as per PAK PWD Specification and testing the 72 Hours etc complete. | 3 | Sets | @Rs | 1265000 | P-Set | Rs | 3795000
SUCTION & DELIVERY
1 | Providing Laying & Fixing in trenches i/c fitting jointing and testing etc complete in all respect the high density polythlene PE Pipe (HDPE-100) for W/S confirming ISO 4427/DIN 8074/8075 B.S 3580 & PSI 3051. (PHSI No. 1, P-25) PN-10
| Suction 6" Dia (160m) | 48 | Rft | @Rs | 530 | P-Rft | Rs | 25440
| Delivery 10" Dia (250 m) | 24 | Rft | @Rs | 1267 | P-Rft | Rs | 30408
2 | Supplying C.I bend with flanged ends with holes i/c turning and facing of flanges for all size (SMI No.8, P-11). Bend 90 | 4.03 | Cwt | @Rs | 6096 | P-Cwt | Rs | 24566.88
3 | C.I Tee with flanged ends with holes i/c turning and facing of flanged all size. (PHS(M)I No.8, P.12) 10" Dia | 1.55 | Cwt | @Rs | 6096 | P-Cwt | Rs | 9448.8
4 | Supplying and installing with M.S Pipe Made out of M.S Sheet 3/16" thick i/c folding to correct shape i/c welding etc completed. 6" Dia | 30 | Rft | @Rs | 749.34 | P-Rft | Rs | 22480.2
5 | Providing and Fixing M.S Flanaged made of M.S Plate having a thickness and total weight as mentioned against each item it includes the cost of making hole facing welding nuts bolts rubber paking white lead fitter cartage etc complete. (PHSI No. 8, P-88) 1/2" Thick M.S Plate
| Suction 6" Dia | 12 | Nos: | @Rs | 1520 | Each | Rs | 18240
| Delivery 10" Dia | 12 | Nos: | @Rs | 2475 | Each | Rs | 29700
6 | C.I tapered flat bottomed or central tapered flanged end with holes i/c turning facing flanged for all sizes. (PHS(M)I No.7, P-11) | 2.58 | Cwt | @Rs | 6096 | P-Cwt | Rs | 15727.68
7 | C.I Sluice valve heavy pattern test pressure 21 kg / sq, cm or 300 lbs / sq inch. (PHS(M)I No. 16, P-11) | 3 | Nos: | @Rs | 27690 | Each | Rs | 83070
8 | Reflex valve heavy pattern test pressure 21 kg / sq, cm or 300 lbs / sq inch. (PHS(M)I No. C, P-11)
| Suction 6" Dia | 3 | Nos: | @Rs | 4062.5 | Each | Rs | 12187.5
| Delivery 10" Dia | 3 | Nos: | @Rs | 18687.5 | Each | Rs | 56062.5
9 | Butt Fusion Joint. (PHS(M)I No. H, P-20)
| 6" Dia | 12 | Joints | @Rs | 1000 | P-Joint | Rs | 12000
| 10" Dia | 12 | Joints | @Rs | 1800 | P-Joint | Rs | 21600
10 | Flange Adapter. (Non-Schedule Item)
| 6" Dia | 12 | Joints | @Rs | 2025 | P-Joint | Rs | 24300
| 10" Dia | 12 | Joints | @Rs | 7425 | P-Joint | Rs | 89100
11 | Jointing C.I / M.S flanged and specials pipes and inside a trenches i/c supplying of the rubber packing of the required thickness nuts bolts and washers etc and other tools required for jointing and testing the joints in the specifics pressure etc complete (CSI No.1 P-35).
| 6" Dia | 12 | Joints | @Rs | 938 | P-Joint | Rs | 11256
| 10" Dia | 20 | Joints | @Rs | 1576 | P-Joint | Rs | 31520
[6 empty] | Total | Rs | 4312107.56
| CONTRACTOR |  |  | EXECUTIVE ENGINEER
PUBLIC HEALTH ENGG: DIVISION
SHIKARPUR
Sr. No. | Name of Work | Schedule Item |  | Non-Schedule Item |  | Total
1 | Pumping Machinery | 403707.56 |  | 3908400 |  | 4312107.56
TOTAL |  | 403707.56 |  | 3908400 |  | 4312107.56
| CONTRACTOR |  |  | EXECUTIVE ENGINEER
PUBLIC HEALTH ENGG: DIVISION
SHIKARPUR
No: II LOW LEVEL PUMPING STATION (A.C ELECTRIC 50 BHP)
1 | Supplying and installing in position i/c transportation at site of work Electric Pumping set 50 BHP (Simens made) frame size 250-M-4 Pole 1500 RPM totally enclosed fan cooled squirrel cage induction motor 3 phase 400 VAC 5% HZ 2% Suitable for VFD Operation Ambient Temperature 40 C Alritude 1000 m above sea level construction IM B3 (loot mounted) degree of protection IP 65 insulation class F service factor 1.1 coupled with KSB KWPZ non-clogging sullage pump type 150-315 size 6" x 6" mounted of KSB steel frame / coupling with sleeve capable of giving discharge 1400 GPM against the required head 55 ft i/c installed on cement concrete foundation Ratio 1:2:4 and M.S nuts & bolts of 5/8" dia to be embedded in cement concrete foundation, supplying and fixing Motor control Unit (MCU) consists of circuit breaker, magnetic contractor, over load protection, under / over voltage protection phase failure proctection, amp meter with current transformer voltmeter with potential transformer automatic star - delta change over switch controlled power cables, indicating lights and all these components are fixed in a metallic dust and smoke proof box etc complete (Siemens Made) i/c providing and laying (main or sub-main) PVC insulated with size 4-7/0.64 (16mm2) copper conductor in 1-1/2" dia PVC conduct on surface P/F earting set with 2'x'2x1/2" copper plate buried in ground at a depth of 12' or less if water comes out from the ground level without salt and chorcoal etc i/c making the pipe 12' deep by excavation of all type of soil earth plain to be connected with c.c bars copper with own in 1/2" G.I Pipe strength from the erath plate i/c earth work in the ground at depth as per PAK PWD Specification and testing the 72 Hours etc complete. | 2 | Sets | @Rs | 1292000 | P-Set | Rs | 2584000
SUCTION & DELIVERY
1 | Providing Laying & Fixing in trenches i/c fitting jointing and testing etc complete in all respect the high density polythlene PE Pipe (HDPE-100) for W/S confirming ISO 4427/DIN 8074/8075 B.S 3580 & PSI 3051. (PHSI No. 1, P-25) PN-10
| Suction 6" Dia (180m) | 32 | Rft | @Rs | 685 | P-Rft | Rs | 21920
| Delivery 10" Dia (280 m) | 20 | Rft | @Rs | 1590 | P-Rft | Rs | 31800
2 | Supplying C.I bend with flanged ends with holes i/c turning and facing of flanges for all size (SMI No.8, P-11). Bend 90 | 3.67 | Cwt | @Rs | 6096 | P-Cwt | Rs | 22372.32
3 | C.I Tee with flanged ends with holes i/c turning and facing of flanged all size. (PHS(M)I No.8, P.12) 10" Dia | 1.187 | Cwt | @Rs | 6096 | P-Cwt | Rs | 7235.952
4 | Supplying and installing with M.S Pipe Made out of M.S Sheet 3/16" thick i/c folding to correct shape i/c welding etc completed. 6" Dia | 16 | Rft | @Rs | 749.34 | P-Rft | Rs | 11989.44
5 | Providing and Fixing M.S Flanaged made of M.S Plate having a thickness and total weight as mentioned against each item it includes the cost of making hole facing welding nuts bolts rubber paking white lead fitter cartage etc complete. (PHSI No. 8, P-88) 1/2" Thick M.S Plate
| Suction 6" Dia | 8 | Nos: | @Rs | 1520 | Each | Rs | 12160
| Delivery 10" Dia | 8 | Nos: | @Rs | 2475 | Each | Rs | 19800
6 | C.I tapered flat bottomed or central tapered flanged end with holes i/c turning facing flanged for all sizes. (PHS(M)I No.7, P-11) | 0.86 | Cwt | @Rs | 6096 | P-Cwt | Rs | 5242.56
7 | C.I Sluice valve heavy pattern test pressure 21 kg / sq, cm or 300 lbs / sq inch. (PHS(M)I No. 16, P-11) | 2 | Nos: | @Rs | 27690 | Each | Rs | 55380
8 | Reflex valve heavy pattern test pressure 21 kg / sq, cm or 300 lbs / sq inch. (PHS(M)I No. C, P-11)
| Suction 6" Dia | 2 | Nos: | @Rs | 4062.5 | Each | Rs | 8125
| Delivery 10" Dia | 2 | Nos: | @Rs | 18687.5 | Each | Rs | 37375
9 | Butt Fusion Joint. (PHS(M)I No. H, P-20)
| 6" Dia | 8 | Joints | @Rs | 1000 | P-Joint | Rs | 8000
| 10" Dia | 8 | Joints | @Rs | 1800 | P-Joint | Rs | 14400
10 | Flange Adapter. (Non-Schedule Item)
| 6" Dia | 8 | Joints | @Rs | 2025 | P-Joint | Rs | 16200
| 10" Dia | 8 | Joints | @Rs | 7425 | P-Joint | Rs | 59400
11 | Jointing C.I / M.S flanged and specials pipes and inside a trenches i/c supplying of the rubber packing of the required thickness nuts bolts and washers etc and other tools required for jointing and testing the joints in the specifics pressure etc complete (CSI No.1 P-35).
| 6" Dia | 8 | Joints | @Rs | 938 | P-Joint | Rs | 7504
| 10" Dia | 16 | Joints | @Rs | 1576 | P-Joint | Rs | 25216
[6 empty] | Total | Rs | 2948120.272
| CONTRACTOR |  |  | EXECUTIVE ENGINEER
PUBLIC HEALTH ENGG: DIVISION
SHIKARPUR
Sr. No. | Name of Work | Schedule Item |  | Non-Schedule Item |  | Total
1 | Pumping Machinery | 288520.272 |  | 2659600 |  | 2948120.272
TOTAL |  | 288520.272 |  | 2659600 |  | 2948120.272
| CONTRACTOR |  |  | EXECUTIVE ENGINEER
PUBLIC HEALTH ENGG: DIVISION
SHIKARPUR
No: III EID GAH PUMPING STATION (A.C ELECTRIC 50 BHP)
1 | Supplying and installing in position i/c transportation at site of work Electric Pumping set 50 BHP (Simens made) frame size 250-M-4 Pole 1500 RPM totally enclosed fan cooled squirrel cage induction motor 3 phase 400 VAC 5% HZ 2% Suitable for VFD Operation Ambient Temperature 40 C Alritude 1000 m above sea level construction IM B3 (loot mounted) degree of protection IP 65 insulation class F service factor 1.1 coupled with KSB KWPZ non-clogging sullage pump type 150-315 size 6" x 6" mounted of KSB steel frame / coupling with sleeve capable of giving discharge 1600 GPM against the required head 55 ft i/c installed on cement concrete foundation Ratio 1:2:4 and M.S nuts & bolts of 5/8" dia to be embedded in cement concrete foundation, supplying and fixing Motor control Unit (MCU) consists of circuit breaker, magnetic contractor, over load protection, under / over voltage protection phase failure proctection, amp meter with current transformer voltmeter with potential transformer automatic star - delta change over switch controlled power cables, indicating lights and all these components are fixed in a metallic dust and smoke proof box etc complete (Siemens Made) i/c providing and laying (main or sub-main) PVC insulated with size 4-7/0.64 (16mm2) copper conductor in 1-1/2" dia PVC conduct on surface P/F earting set with 2'x'2x1/2" copper plate buried in ground at a depth of 12' or less if water comes out from the ground level without salt and chorcoal etc i/c making the pipe 12' deep by excavation of all type of soil earth plain to be connected with c.c bars copper with own in 1/2" G.I Pipe strength from the erath plate i/c earth work in the ground at depth as per PAK PWD Specification and testing the 72 Hours etc complete. | 3 | Sets | @Rs | 1291000 | P-Set | Rs | 3873000
SUCTION & DELIVERY
1 | Providing Laying & Fixing in trenches i/c fitting jointing and testing etc complete in all respect the high density polythlene PE Pipe (HDPE-100) for W/S confirming ISO 4427/DIN 8074/8075 B.S 3580 & PSI 3051. (PHSI No. 1, P-25) PN-10
| Suction 6" Dia (180m) | 48 | Rft | @Rs | 685 | P-Rft | Rs | 32880
| Delivery 12" Dia (315 m) | 24 | Rft | @Rs | 1998 | P-Rft | Rs | 47952
2 | Supplying C.I bend with flanged ends with holes i/c turning and facing of flanges for all size (SMI No.8, P-11). Bend 90 | 4.1772 | Cwt | @Rs | 6096 | P-Cwt | Rs | 25464.2112
3 | C.I Tee with flanged ends with holes i/c turning and facing of flanged all size. (PHS(M)I No.8, P.12) 10" Dia | 1.55 | Cwt | @Rs | 6096 | P-Cwt | Rs | 9448.8
4 | Supplying and installing with M.S Pipe Made out of M.S Sheet 3/16" thick i/c folding to correct shape i/c welding etc completed. 6" Dia | 12 | Rft | @Rs | 749.34 | P-Rft | Rs | 8992.08
5 | Providing and Fixing M.S Flanaged made of M.S Plate having a thickness and total weight as mentioned against each item it includes the cost of making hole facing welding nuts bolts rubber paking white lead fitter cartage etc complete. (PHSI No. 8, P-88) 1/2" Thick M.S Plate
| Suction 6" Dia | 12 | Nos: | @Rs | 1520 | Each | Rs | 18240
| Delivery 12" Dia | 12 | Nos: | @Rs | 2952 | Each | Rs | 35424
6 | C.I tapered flat bottomed or central tapered flanged end with holes i/c turning facing flanged for all sizes. (PHS(M)I No.7, P-11) | 1.29 | Cwt | @Rs | 6096 | P-Cwt | Rs | 7863.84
7 | C.I Sluice valve heavy pattern test pressure 21 kg / sq, cm or 300 lbs / sq inch. (PHS(M)I No. 16, P-11) 6" Dia | 3 | Nos: | @Rs | 9360 | Each | Rs | 28080
8 | Reflex valve heavy pattern test pressure 21 kg / sq, cm or 300 lbs / sq inch. (PHS(M)I No. C, P-11)
| Suction 6" Dia | 6 | Nos: | @Rs | 4062.5 | Each | Rs | 24375
9 | Butt Fusion Joint. (PHS(M)I No. H, P-20)
| 6" Dia | 12 | Joints | @Rs | 1000 | P-Joint | Rs | 12000
| 12" Dia | 12 | Joints | @Rs | 2200 | P-Joint | Rs | 26400
10 | Flange Adapter. (Non-Schedule Item)
| 6" Dia | 12 | Joints | @Rs | 2025 | P-Joint | Rs | 24300
| 12" Dia | 12 | Joints | @Rs | 12150 | P-Joint | Rs | 145800
11 | Jointing C.I / M.S flanged and specials pipes and inside a trenches i/c supplying of the rubber packing of the required thickness nuts bolts and washers etc and other tools required for jointing and testing the joints in the specifics pressure etc complete (CSI No.1 P-35).
| 6" Dia | 12 | Joints | @Rs | 938 | P-Joint | Rs | 11256
| 12" Dia | 24 | Joints | @Rs | 2239 | P-Joint | Rs | 53736
[6 empty] | Total | Rs | 4385211.9312
| CONTRACTOR |  |  | EXECUTIVE ENGINEER
PUBLIC HEALTH ENGG: DIVISION
SHIKARPUR
Sr. No. | Name of Work | Schedule Item |  | Non-Schedule Item |  | Total
1 | Pumping Machinery | 342111.9312 |  | 4043100 |  | 4385211.9312
TOTAL |  | 342111.9312 |  | 4043100 |  | 4385211.9312
| CONTRACTOR |  |  | EXECUTIVE ENGINEER
PUBLIC HEALTH ENGG: DIVISION
SHIKARPUR
No: IV NEW SHIKARPUR PUMPING STATION (A.C ELECTRIC 50 BHP)
1 | Supplying and installing in position i/c transportation at site of work Electric Pumping set 50 BHP (Simens made) frame size 250-M-4 Pole 1500 RPM totally enclosed fan cooled squirrel cage induction motor 3 phase 400 VAC 5% HZ 2% Suitable for VFD Operation Ambient Temperature 40 C Alritude 1000 m above sea level construction IM B3 (loot mounted) degree of protection IP 65 insulation class F service factor 1.1 coupled with KSB KWPZ non-clogging sullage pump type 150-315 size 6" x 6" mounted of KSB steel frame / coupling with sleeve capable of giving discharge 1300 GPM against the required head 60 ft i/c installed on cement concrete foundation Ratio 1:2:4 and M.S nuts & bolts of 5/8" dia to be embedded in cement concrete foundation, supplying and fixing Motor control Unit (MCU) consists of circuit breaker, magnetic contractor, over load protection, under / over voltage protection phase failure proctection, amp meter with current transformer voltmeter with potential transformer automatic star - delta change over switch controlled power cables, indicating lights and all these components are fixed in a metallic dust and smoke proof box etc complete (Siemens Made) i/c providing and laying (main or sub-main) PVC insulated with size 4-7/0.64 (16mm2) copper conductor in 1-1/2" dia PVC conduct on surface P/F earting set with 2'x'2x1/2" copper plate buried in ground at a depth of 12' or less if water comes out from the ground level without salt and chorcoal etc i/c making the pipe 12' deep by excavation of all type of soil earth plain to be connected with c.c bars copper with own in 1/2" G.I Pipe strength from the erath plate i/c earth work in the ground at depth as per PAK PWD Specification and testing the 72 Hours etc complete. | 3 | Sets | @Rs | 1291000 | P-Set | Rs | 3873000
SUCTION & DELIVERY
1 | Providing Laying & Fixing in trenches i/c fitting jointing and testing etc complete in all respect the high density polythlene PE Pipe (HDPE-100) for W/S confirming ISO 4427/DIN 8074/8075 B.S 3580 & PSI 3051. (PHSI No. 1, P-25) PN-10
| Suction 6" Dia (180m) | 48 | Rft | @Rs | 685 | P-Rft | Rs | 32880
| Delivery 12" Dia (315 m) | 24 | Rft | @Rs | 1998 | P-Rft | Rs | 47952
2 | Supplying C.I bend with flanged ends with holes i/c turning and facing of flanges for all size (SMI No.8, P-11). Bend 90 | 4.1772 | Cwt | @Rs | 6096 | P-Cwt | Rs | 25464.2112
3 | C.I Tee with flanged ends with holes i/c turning and facing of flanged all size. (PHS(M)I No.8, P.12) 10" Dia | 1.55 | Cwt | @Rs | 6096 | P-Cwt | Rs | 9448.8
4 | Supplying and installing with M.S Pipe Made out of M.S Sheet 3/16" thick i/c folding to correct shape i/c welding etc completed. 6" Dia | 12 | Rft | @Rs | 749.34 | P-Rft | Rs | 8992.08
5 | Providing and Fixing M.S Flanaged made of M.S Plate having a thickness and total weight as mentioned against each item it includes the cost of making hole facing welding nuts bolts rubber paking white lead fitter cartage etc complete. (PHSI No. 8, P-88) 1/2" Thick M.S Plate
| Suction 6" Dia | 12 | Nos: | @Rs | 1520 | Each | Rs | 18240
| Delivery 12" Dia | 12 | Nos: | @Rs | 2952 | Each | Rs | 35424
6 | C.I tapered flat bottomed or central tapered flanged end with holes i/c turning facing flanged for all sizes. (PHS(M)I No.7, P-11) | 1.29 | Cwt | @Rs | 6096 | P-Cwt | Rs | 7863.84
7 | C.I Sluice valve heavy pattern test pressure 21 kg / sq, cm or 300 lbs / sq inch. (PHS(M)I No. 16, P-11) 6" Dia | 3 | Nos: | @Rs | 9360 | Each | Rs | 28080
8 | Reflex valve heavy pattern test pressure 21 kg / sq, cm or 300 lbs / sq inch. (PHS(M)I No. C, P-11)
| Suction 6" Dia | 6 | Nos: | @Rs | 4062.5 | Each | Rs | 24375
9 | Butt Fusion Joint. (PHS(M)I No. H, P-20)
| 6" Dia | 12 | Joints | @Rs | 1000 | P-Joint | Rs | 12000
| 12" Dia | 12 | Joints | @Rs | 2200 | P-Joint | Rs | 26400
10 | Flange Adapter. (Non-Schedule Item)
| 6" Dia | 12 | Joints | @Rs | 2025 | P-Joint | Rs | 24300
| 12" Dia | 12 | Joints | @Rs | 12150 | P-Joint | Rs | 145800
11 | Jointing C.I / M.S flanged and specials pipes and inside a trenches i/c supplying of the rubber packing of the required thickness nuts bolts and washers etc and other tools required for jointing and testing the joints in the specifics pressure etc complete (CSI No.1 P-35).
| 6" Dia | 12 | Joints | @Rs | 938 | P-Joint | Rs | 11256
| 12" Dia | 24 | Joints | @Rs | 2239 | P-Joint | Rs | 53736
[6 empty] | Total | Rs | 4385211.9312
| CONTRACTOR |  |  | EXECUTIVE ENGINEER
PUBLIC HEALTH ENGG: DIVISION
SHIKARPUR
Sr. No. | Name of Work | Schedule Item |  | Non-Schedule Item |  | Total
1 | Pumping Machinery | 342111.9312 |  | 4043100 |  | 4385211.9312
TOTAL |  | 342111.9312 |  | 4043100 |  | 4385211.9312
| CONTRACTOR |  |  | EXECUTIVE ENGINEER
PUBLIC HEALTH ENGG: DIVISION
SHIKARPUR
No: V THAROOPUR PUMPING STATION (A.C ELECTRIC 40 BHP)
1 | Supplying and installing in position i/c transportation at site of work Electric Pumping set 40 BHP (Simens made) frame size 200-L-4 Pole 1500 RPM totally enclosed fan cooled squirrel cage induction motor 3 phase 400 VAC 5% HZ 2% Suitable for VFD Operation Ambient Temperature 40 C Alritude 1000 m above sea level construction IM B3 (loot mounted) degree of protection IP 65 insulation class F service factor 1.1 coupled with KSB KWPZ non-clogging sullage pump type 150-315 size 6" x 6" mounted of KSB steel frame / coupling with sleeve capable of giving discharge 1000 GPM against the required head 55 ft i/c installed on cement concrete foundation Ratio 1:2:4 and M.S nuts & bolts of 5/8" dia to be embedded in cement concrete foundation, supplying and fixing Motor control Unit (MCU) consists of circuit breaker, magnetic contractor, over load protection, under / over voltage protection phase failure proctection, amp meter with current transformer voltmeter with potential transformer automatic star - delta change over switch controlled power cables, indicating lights and all these components are fixed in a metallic dust and smoke proof box etc complete (Siemens Made) i/c providing and laying (main or sub-main) PVC insulated with size 4-7/0.52 (10mm2) copper conductor in 1-1/2" dia PVC conduct on surface P/F earting set with 2'x'2x1/2" copper plate buried in ground at a depth of 12' or less if water comes out from the ground level without salt and chorcoal etc i/c making the pipe 12' deep by excavation of all type of soil earth plain to be connected with c.c bars copper with own in 1/2" G.I Pipe strength from the erath plate i/c earth work in the ground at depth as per PAK PWD Specification and testing the 72 Hours etc complete. | 3 | Sets | @Rs | 1215000 | P-Set | Rs | 3645000
SUCTION & DELIVERY
1 | Providing Laying & Fixing in trenches i/c fitting jointing and testing etc complete in all respect the high density polythlene PE Pipe (HDPE-100) for W/S confirming ISO 4427/DIN 8074/8075 B.S 3580 & PSI 3051. (PHSI No. 1, P-25) PN-10
| Suction 6" Dia (180m) | 48 | Rft | @Rs | 685 | P-Rft | Rs | 32880
| Delivery 12" Dia (315 m) | 24 | Rft | @Rs | 1998 | P-Rft | Rs | 47952
2 | Supplying C.I bend with flanged ends with holes i/c turning and facing of flanges for all size (SMI No.8, P-11). Bend 90 | 4.1772 | Cwt | @Rs | 6096 | P-Cwt | Rs | 25464.2112
3 | C.I Tee with flanged ends with holes i/c turning and facing of flanged all size. (PHS(M)I No.8, P.12) 10" Dia | 1.55 | Cwt | @Rs | 6096 | P-Cwt | Rs | 9448.8
4 | Supplying and installing with M.S Pipe Made out of M.S Sheet 3/16" thick i/c folding to correct shape i/c welding etc completed. 6" Dia | 12 | Rft | @Rs | 749.34 | P-Rft | Rs | 8992.08
5 | Providing and Fixing M.S Flanaged made of M.S Plate having a thickness and total weight as mentioned against each item it includes the cost of making hole facing welding nuts bolts rubber paking white lead fitter cartage etc complete. (PHSI No. 8, P-88) 1/2" Thick M.S Plate
| Suction 6" Dia | 12 | Nos: | @Rs | 1520 | Each | Rs | 18240
| Delivery 12" Dia | 12 | Nos: | @Rs | 2952 | Each | Rs | 35424
6 | C.I tapered flat bottomed or central tapered flanged end with holes i/c turning facing flanged for all sizes. (PHS(M)I No.7, P-11) | 1.29 | Cwt | @Rs | 6096 | P-Cwt | Rs | 7863.84
7 | C.I Sluice valve heavy pattern test pressure 21 kg / sq, cm or 300 lbs / sq inch. (PHS(M)I No. 16, P-11) 6" Dia | 3 | Nos: | @Rs | 9360 | Each | Rs | 28080
8 | Reflex valve heavy pattern test pressure 21 kg / sq, cm or 300 lbs / sq inch. (PHS(M)I No. C, P-11)
| Suction 6" Dia | 6 | Nos: | @Rs | 4062.5 | Each | Rs | 24375
9 | Butt Fusion Joint. (PHS(M)I No. H, P-20)
| 6" Dia | 12 | Joints | @Rs | 1000 | P-Joint | Rs | 12000
| 12" Dia | 12 | Joints | @Rs | 2200 | P-Joint | Rs | 26400
10 | Flange Adapter. (Non-Schedule Item)
| 6" Dia | 12 | Joints | @Rs | 2025 | P-Joint | Rs | 24300
| 12" Dia | 12 | Joints | @Rs | 12150 | P-Joint | Rs | 145800
11 | Jointing C.I / M.S flanged and specials pipes and inside a trenches i/c supplying of the rubber packing of the required thickness nuts bolts and washers etc and other tools required for jointing and testing the joints in the specifics pressure etc complete (CSI No.1 P-35).
| 6" Dia | 12 | Joints | @Rs | 938 | P-Joint | Rs | 11256
| 12" Dia | 24 | Joints | @Rs | 2239 | P-Joint | Rs | 53736
[6 empty] | Total | Rs | 4157211.9312
| CONTRACTOR |  |  | EXECUTIVE ENGINEER
PUBLIC HEALTH ENGG: DIVISION
SHIKARPUR
Sr. No. | Name of Work | Schedule Item |  | Non-Schedule Item |  | Total
1 | Pumping Machinery | 342111.9312 |  | 3815100 |  | 4157211.9312
TOTAL |  | 342111.9312 |  | 3815100 |  | 4157211.9312
| CONTRACTOR |  |  | EXECUTIVE ENGINEER
PUBLIC HEALTH ENGG: DIVISION
SHIKARPUR
No: VI BHITTAI COLONY PUMPING STATION (A.C ELECTRIC 40 BHP)
1 | Supplying and installing in position i/c transportation at site of work Electric Pumping set 40 BHP (Simens made) frame size 200-L-4 Pole 1500 RPM totally enclosed fan cooled squirrel cage induction motor 3 phase 400 VAC 5% HZ 2% Suitable for VFD Operation Ambient Temperature 40 C Alritude 1000 m above sea level construction IM B3 (loot mounted) degree of protection IP 65 insulation class F service factor 1.1 coupled with KSB KWPZ non-clogging sullage pump type 100-400 size 5" x 4" mounted of KSB steel frame / coupling with sleeve capable of giving discharge 750 GPM against the required head 70 ft i/c installed on cement concrete foundation Ratio 1:2:4 and M.S nuts & bolts of 5/8" dia to be embedded in cement concrete foundation, supplying and fixing Motor control Unit (MCU) consists of circuit breaker, magnetic contractor, over load protection, under / over voltage protection phase failure proctection, amp meter with current transformer voltmeter with potential transformer automatic star - delta change over switch controlled power cables, indicating lights and all these components are fixed in a metallic dust and smoke proof box etc complete (Siemens Made) i/c providing and laying (main or sub-main) PVC insulated with size 4-7/0.52 (10mm2) copper conductor in 1-1/2" dia PVC conduct on surface P/F earting set with 2'x'2x1/2" copper plate buried in ground at a depth of 12' or less if water comes out from the ground level without salt and chorcoal etc i/c making the pipe 12' deep by excavation of all type of soil earth plain to be connected with c.c bars copper with own in 1/2" G.I Pipe strength from the erath plate i/c earth work in the ground at depth as per PAK PWD Specification and testing the 72 Hours etc complete. | 2 | Sets | @Rs | 1188000 | P-Set | Rs | 2376000
SUCTION & DELIVERY
1 | Providing Laying & Fixing in trenches i/c fitting jointing and testing etc complete in all respect the high density polythlene PE Pipe (HDPE-100) for W/S confirming ISO 4427/DIN 8074/8075 B.S 3580 & PSI 3051. (PHSI No. 1, P-25) PN-10
| Suction 6" Dia (160m) | 32 | Rft | @Rs | 530 | P-Rft | Rs | 16960
| Delivery 8" Dia (225 m) | 20 | Rft | @Rs | 1044 | P-Rft | Rs | 20880
2 | Supplying C.I bend with flanged ends with holes i/c turning and facing of flanges for all size (SMI No.8, P-11). Bend 90 | 2.6063 | Cwt | @Rs | 6096 | P-Cwt | Rs | 15888.0048
3 | C.I Tee with flanged ends with holes i/c turning and facing of flanged all size. (PHS(M)I No.8, P.12) 8" Dia | 0.77 | Cwt | @Rs | 6096 | P-Cwt | Rs | 4693.92
4 | Supplying and installing with M.S Pipe Made out of M.S Sheet 3/16" thick i/c folding to correct shape i/c welding etc completed. 6" Dia | 16 | Rft | @Rs | 749.34 | P-Rft | Rs | 11989.44
5 | Providing and Fixing M.S Flanaged made of M.S Plate having a thickness and total weight as mentioned against each item it includes the cost of making hole facing welding nuts bolts rubber paking white lead fitter cartage etc complete. (PHSI No. 8, P-88) 1/2" Thick M.S Plate
| Suction 6" Dia | 8 | Nos: | @Rs | 1520 | Each | Rs | 12160
| Delivery 8" Dia | 8 | Nos: | @Rs | 1973 | Each | Rs | 15784
6 | C.I tapered flat bottomed or central tapered flanged end with holes i/c turning facing flanged for all sizes. (PHS(M)I No.7, P-11) | 0.86 | Cwt | @Rs | 6096 | P-Cwt | Rs | 5242.56
7 | C.I Sluice valve heavy pattern test pressure 21 kg / sq, cm or 300 lbs / sq inch. (PHS(M)I No. 16, P-11) | 2 | Nos: | @Rs | 17940 | Each | Rs | 35880
8 | Reflex valve heavy pattern test pressure 21 kg / sq, cm or 300 lbs / sq inch. (PHS(M)I No. C, P-11)
| Suction 6" Dia | 2 | Nos: | @Rs | 4062.5 | Each | Rs | 8125
| Delivery 8" Dia | 2 | Nos: | @Rs | 7312.5 | Each | Rs | 14625
9 | Butt Fusion Joint. (PHS(M)I No. H, P-20)
| 6" Dia | 8 | Joints | @Rs | 1000 | P-Joint | Rs | 8000
| 8" Dia | 8 | Joints | @Rs | 1800 | P-Joint | Rs | 14400
10 | Flange Adapter. (Non-Schedule Item)
| 6" Dia | 8 | Joints | @Rs | 2025 | P-Joint | Rs | 16200
| 8" Dia | 8 | Joints | @Rs | 4725 | P-Joint | Rs | 37800
11 | Jointing C.I / M.S flanged and specials pipes and inside a trenches i/c supplying of the rubber packing of the required thickness nuts bolts and washers etc and other tools required for jointing and testing the joints in the specifics pressure etc complete (CSI No.1 P-35).
| 6" Dia | 8 | Joints | @Rs | 938 | P-Joint | Rs | 7504
| 8" Dia | 16 | Joints | @Rs | 940 | P-Joint | Rs | 15040
[6 empty] | Total | Rs | 2637171.9248
| CONTRACTOR |  |  | EXECUTIVE ENGINEER
PUBLIC HEALTH ENGG: DIVISION
SHIKARPUR
Sr. No. | Name of Work | Schedule Item |  | Non-Schedule Item |  | Total
1 | Pumping Machinery | 207171.9248 |  | 2430000 |  | 2637171.9248
TOTAL |  | 207171.9248 |  | 2430000 |  | 2637171.9248
| CONTRACTOR |  |  | EXECUTIVE ENGINEER
PUBLIC HEALTH ENGG: DIVISION
SHIKARPUR
No: VII BEGARI WAH NEW ABADIES PUMPING STATION (A.C ELECTRIC 30 BHP)
1 | Supplying and installing in position i/c transportation at site of work Electric Pumping set 30 BHP (Simens made) frame size 200-L-4 Pole 1500 RPM totally enclosed fan cooled squirrel cage induction motor 3 phase 400 VAC 5% HZ 2% Suitable for VFD Operation Ambient Temperature 40 C Alritude 1000 m above sea level construction IM B3 (loot mounted) degree of protection IP 65 insulation class F service factor 1.1 coupled with KSB KWPZ non-clogging sullage pump type 100-400 size 5" x 4" mounted of KSB steel frame / coupling with sleeve capable of giving discharge 700 GPM against the required head 70 ft i/c installed on cement concrete foundation Ratio 1:2:4 and M.S nuts & bolts of 5/8" dia to be embedded in cement concrete foundation, supplying and fixing Motor control Unit (MCU) consists of circuit breaker, magnetic contractor, over load protection, under / over voltage protection phase failure proctection, amp meter with current transformer voltmeter with potential transformer automatic star - delta change over switch controlled power cables, indicating lights and all these components are fixed in a metallic dust and smoke proof box etc complete (Siemens Made) i/c providing and laying (main or sub-main) PVC insulated with size 4-7/0.52 (10mm2) copper conductor in 1-1/2" dia PVC conduct on surface P/F earting set with 2'x'2x1/2" copper plate buried in ground at a depth of 12' or less if water comes out from the ground level without salt and chorcoal etc i/c making the pipe 12' deep by excavation of all type of soil earth plain to be connected with c.c bars copper with own in 1/2" G.I Pipe strength from the erath plate i/c earth work in the ground at depth as per PAK PWD Specification and testing the 72 Hours etc complete. | 2 | Sets | @Rs | 1104000 | P-Set | Rs | 2208000
DIESEL ENGINE
1 | Supplying and installing Diesel Oil Engine 48 BHP (Golden Made) Model GD-186L-2200 RPM coupled with KSB Non-Clogging Sullage Pump Type-KWPZ-100-400 Size 5" x 4" capable discharging 700 GPM against the head of 70 ft i/c frame, pully for Engine & Pump with belt and installing of Pump Set in C.C Foundation with Nuts and Bolts and Testing of the Pumping Set against the required head at 48 Hours. | 1 | Set | @Rs | 904000 | P-Set | Rs | 904000
SUCTION & DELIVERY
1 | Providing Laying & Fixing in trenches i/c fitting jointing and testing etc complete in all respect the high density polythlene PE Pipe (HDPE-100) for W/S confirming ISO 4427/DIN 8074/8075 B.S 3580 & PSI 3051. (PHSI No. 1, P-25) PN-10
| Suction 6" Dia (160m) | 48 | Rft | @Rs | 530 | P-Rft | Rs | 25440
| Delivery 10" Dia (250 m) | 24 | Rft | @Rs | 1267 | P-Rft | Rs | 30408
2 | Supplying C.I bend with flanged ends with holes i/c turning and facing of flanges for all size (SMI No.8, P-11). Bend 90 | 4.03 | Cwt | @Rs | 6096 | P-Cwt | Rs | 24566.88
3 | C.I Tee with flanged ends with holes i/c turning and facing of flanged all size. (PHS(M)I No.8, P.12) 10" Dia | 1.55 | Cwt | @Rs | 6096 | P-Cwt | Rs | 9448.8
4 | Supplying and installing with M.S Pipe Made out of M.S Sheet 3/16" thick i/c folding to correct shape i/c welding etc completed. 6" Dia | 30 | Rft | @Rs | 749.34 | P-Rft | Rs | 22480.2
5 | Providing and Fixing M.S Flanaged made of M.S Plate having a thickness and total weight as mentioned against each item it includes the cost of making hole facing welding nuts bolts rubber paking white lead fitter cartage etc complete. (PHSI No. 8, P-88) 1/2" Thick M.S Plate
| Suction 6" Dia | 12 | Nos: | @Rs | 1520 | Each | Rs | 18240
| Delivery 10" Dia | 12 | Nos: | @Rs | 2475 | Each | Rs | 29700
6 | C.I tapered flat bottomed or central tapered flanged end with holes i/c turning facing flanged for all sizes. (PHS(M)I No.7, P-11) | 2.58 | Cwt | @Rs | 6096 | P-Cwt | Rs | 15727.68
7 | C.I Sluice valve heavy pattern test pressure 21 kg / sq, cm or 300 lbs / sq inch. (PHS(M)I No. 16, P-11) 10" Dia | 3 | Nos: | @Rs | 27690 | Each | Rs | 83070
8 | Reflex valve heavy pattern test pressure 21 kg / sq, cm or 300 lbs / sq inch. (PHS(M)I No. C, P-11)
| Suction 6" Dia | 3 | Nos: | @Rs | 4062.5 | Each | Rs | 12187.5
| Delivery 10" Dia | 3 | Nos: | @Rs | 18687.5 | Each | Rs | 56062.5
9 | Butt Fusion Joint. (PHS(M)I No. H, P-20)
| 6" Dia | 12 | Joints | @Rs | 1000 | P-Joint | Rs | 12000
| 10" Dia | 12 | Joints | @Rs | 1800 | P-Joint | Rs | 21600
10 | Flange Adapter. (Non-Schedule Item)
| 6" Dia | 12 | Joints | @Rs | 2025 | P-Joint | Rs | 24300
| 10" Dia | 12 | Joints | @Rs | 7425 | P-Joint | Rs | 89100
11 | Jointing C.I / M.S flanged and specials pipes and inside a trenches i/c supplying of the rubber packing of the required thickness nuts bolts and washers etc and other tools required for jointing and testing the joints in the specifics pressure etc complete (CSI No.1 P-35).
| 6" Dia | 12 | Joints | @Rs | 938 | P-Joint | Rs | 11256
| 10" Dia | 20 | Joints | @Rs | 1576 | P-Joint | Rs | 31520
[6 empty] | Total | Rs | 3629107.56
| CONTRACTOR |  |  | EXECUTIVE ENGINEER
PUBLIC HEALTH ENGG: DIVISION
SHIKARPUR
Sr. No. | Name of Work | Schedule Item |  | Non-Schedule Item |  | Total
1 | Pumping Machinery | 403707.56 |  | 3225400 |  | 3629107.56
TOTAL |  | 403707.56 |  | 3225400 |  | 3629107.56
| CONTRACTOR |  |  | EXECUTIVE ENGINEER
PUBLIC HEALTH ENGG: DIVISION
SHIKARPUR
No: VIII BEGARI WAH EXISTING PUMPING STATION (A.C ELECTRIC 30 BHP)
1 | Supplying and installing in position i/c transportation at site of work Electric Pumping set 30 BHP (Simens made) frame size 200-L-4 Pole 1500 RPM totally enclosed fan cooled squirrel cage induction motor 3 phase 400 VAC 5% HZ 2% Suitable for VFD Operation Ambient Temperature 40 C Alritude 1000 m above sea level construction IM B3 (loot mounted) degree of protection IP 65 insulation class F service factor 1.1 coupled with KSB KWPZ non-clogging sullage pump type 150-315 size 6" x 6" mounted of KSB steel frame / coupling with sleeve capable of giving discharge 910 GPM against the required head 45 ft i/c installed on cement concrete foundation Ratio 1:2:4 and M.S nuts & bolts of 5/8" dia to be embedded in cement concrete foundation, supplying and fixing Motor control Unit (MCU) consists of circuit breaker, magnetic contractor, over load protection, under / over voltage protection phase failure proctection, amp meter with current transformer voltmeter with potential transformer automatic star - delta change over switch controlled power cables, indicating lights and all these components are fixed in a metallic dust and smoke proof box etc complete (Siemens Made) i/c providing and laying (main or sub-main) PVC insulated with size 4-7/0.52 (10mm2) copper conductor in 1-1/2" dia PVC conduct on surface P/F earting set with 2'x'2x1/2" copper plate buried in ground at a depth of 12' or less if water comes out from the ground level without salt and chorcoal etc i/c making the pipe 12' deep by excavation of all type of soil earth plain to be connected with c.c bars copper with own in 1/2" G.I Pipe strength from the erath plate i/c earth work in the ground at depth as per PAK PWD Specification and testing the 72 Hours etc complete. | 2 | Sets | @Rs | 1131000 | P-Set | Rs | 2262000
DIESEL ENGINE
1 | Supplying and installing Diesel Oil Engine 48 BHP (Golden Made) Model GD-186L-2200 RPM coupled with KSB Non-Clogging Sullage Pump Type-KWPZ-100-400 Size 5" x 4" capable discharging 700 GPM against the head of 70 ft i/c frame, pully for Engine & Pump with belt and installing of Pump Set in C.C Foundation with Nuts and Bolts and Testing of the Pumping Set against the required head at 48 Hours. | 1 | Set | @Rs | 923000 | P-Set | Rs | 923000
SUCTION & DELIVERY
1 | Providing Laying & Fixing in trenches i/c fitting jointing and testing etc complete in all respect the high density polythlene PE Pipe (HDPE-100) for W/S confirming ISO 4427/DIN 8074/8075 B.S 3580 & PSI 3051. (PHSI No. 1, P-25) PN-10
| Suction 6" Dia (160m) | 48 | Rft | @Rs | 530 | P-Rft | Rs | 25440
| Delivery 10" Dia (250 m) | 24 | Rft | @Rs | 1267 | P-Rft | Rs | 30408
2 | Supplying C.I bend with flanged ends with holes i/c turning and facing of flanges for all size (SMI No.8, P-11). Bend 90 | 4.03 | Cwt | @Rs | 6096 | P-Cwt | Rs | 24566.88
3 | C.I Tee with flanged ends with holes i/c turning and facing of flanged all size. (PHS(M)I No.8, P.12) 10" Dia | 1.55 | Cwt | @Rs | 6096 | P-Cwt | Rs | 9448.8
4 | Supplying and installing with M.S Pipe Made out of M.S Sheet 3/16" thick i/c folding to correct shape i/c welding etc completed. 6" Dia | 30 | Rft | @Rs | 749.34 | P-Rft | Rs | 22480.2
5 | Providing and Fixing M.S Flanaged made of M.S Plate having a thickness and total weight as mentioned against each item it includes the cost of making hole facing welding nuts bolts rubber paking white lead fitter cartage etc complete. (PHSI No. 8, P-88) 1/2" Thick M.S Plate
| Suction 6" Dia | 12 | Nos: | @Rs | 1520 | Each | Rs | 18240
| Delivery 10" Dia | 12 | Nos: | @Rs | 2475 | Each | Rs | 29700
6 | C.I tapered flat bottomed or central tapered flanged end with holes i/c turning facing flanged for all sizes. (PHS(M)I No.7, P-11) | 2.58 | Cwt | @Rs | 6096 | P-Cwt | Rs | 15727.68
7 | C.I Sluice valve heavy pattern test pressure 21 kg / sq, cm or 300 lbs / sq inch. (PHS(M)I No. 16, P-11) 10" Dia | 3 | Nos: | @Rs | 27690 | Each | Rs | 83070
8 | Reflex valve heavy pattern test pressure 21 kg / sq, cm or 300 lbs / sq inch. (PHS(M)I No. C, P-11)
| Suction 6" Dia | 3 | Nos: | @Rs | 4062.5 | Each | Rs | 12187.5
| Delivery 10" Dia | 3 | Nos: | @Rs | 18687.5 | Each | Rs | 56062.5
9 | Butt Fusion Joint. (PHS(M)I No. H, P-20)
| 6" Dia | 12 | Joints | @Rs | 1000 | P-Joint | Rs | 12000
| 10" Dia | 12 | Joints | @Rs | 1800 | P-Joint | Rs | 21600
10 | Flange Adapter. (Non-Schedule Item)
| 6" Dia | 12 | Joints | @Rs | 2025 | P-Joint | Rs | 24300
| 10" Dia | 12 | Joints | @Rs | 7425 | P-Joint | Rs | 89100
11 | Jointing C.I / M.S flanged and specials pipes and inside a trenches i/c supplying of the rubber packing of the required thickness nuts bolts and washers etc and other tools required for jointing and testing the joints in the specifics pressure etc complete (CSI No.1 P-35).
| 6" Dia | 12 | Joints | @Rs | 938 | P-Joint | Rs | 11256
| 10" Dia | 20 | Joints | @Rs | 1576 | P-Joint | Rs | 31520
[6 empty] | Total | Rs | 3702107.56
| CONTRACTOR |  |  | EXECUTIVE ENGINEER
PUBLIC HEALTH ENGG: DIVISION
SHIKARPUR
Sr. No. | Name of Work | Schedule Item |  | Non-Schedule Item |  | Total
1 | Pumping Machinery | 403707.56 |  | 3298400 |  | 3702107.56
TOTAL |  | 403707.56 |  | 3298400 |  | 3702107.56
| CONTRACTOR |  |  | EXECUTIVE ENGINEER
PUBLIC HEALTH ENGG: DIVISION
SHIKARPUR
No: IX SHAHI BAGH PUMPING STATION (A.C ELECTRIC 30 BHP)
1 | Supplying and installing in position i/c transportation at site of work Electric Pumping set 30 BHP (Simens made) frame size 200-L-4 Pole 1500 RPM totally enclosed fan cooled squirrel cage induction motor 3 phase 400 VAC 5% HZ 2% Suitable for VFD Operation Ambient Temperature 40 C Alritude 1000 m above sea level construction IM B3 (loot mounted) degree of protection IP 65 insulation class F service factor 1.1 coupled with KSB KWPZ non-clogging sullage pump type 150-315 size 6" x 6" mounted of KSB steel frame / coupling with sleeve capable of giving discharge 910 GPM against the required head 45 ft i/c installed on cement concrete foundation Ratio 1:2:4 and M.S nuts & bolts of 5/8" dia to be embedded in cement concrete foundation, supplying and fixing Motor control Unit (MCU) consists of circuit breaker, magnetic contractor, over load protection, under / over voltage protection phase failure proctection, amp meter with current transformer voltmeter with potential transformer automatic star - delta change over switch controlled power cables, indicating lights and all these components are fixed in a metallic dust and smoke proof box etc complete (Siemens Made) i/c providing and laying (main or sub-main) PVC insulated with size 4-7/0.52 (10mm2) copper conductor in 1-1/2" dia PVC conduct on surface P/F earting set with 2'x'2x1/2" copper plate buried in ground at a depth of 12' or less if water comes out from the ground level without salt and chorcoal etc i/c making the pipe 12' deep by excavation of all type of soil earth plain to be connected with c.c bars copper with own in 1/2" G.I Pipe strength from the erath plate i/c earth work in the ground at depth as per PAK PWD Specification and testing the 72 Hours etc complete. | 2 | Sets | @Rs | 1131000 | P-Set | Rs | 2262000
SUCTION & DELIVERY
1 | Providing Laying & Fixing in trenches i/c fitting jointing and testing etc complete in all respect the high density polythlene PE Pipe (HDPE-100) for W/S confirming ISO 4427/DIN 8074/8075 B.S 3580 & PSI 3051. (PHSI No. 1, P-25) PN-10
| Suction 6" Dia (180m) | 32 | Rft | @Rs | 685 | P-Rft | Rs | 21920
| Delivery 10" Dia (280 m) | 20 | Rft | @Rs | 1590 | P-Rft | Rs | 31800
2 | Supplying C.I bend with flanged ends with holes i/c turning and facing of flanges for all size (SMI No.8, P-11). Bend 90 | 3.67 | Cwt | @Rs | 6096 | P-Cwt | Rs | 22372.32
3 | C.I Tee with flanged ends with holes i/c turning and facing of flanged all size. (PHS(M)I No.8, P.12) 10" Dia | 1.187 | Cwt | @Rs | 6096 | P-Cwt | Rs | 7235.952
4 | Supplying and installing with M.S Pipe Made out of M.S Sheet 3/16" thick i/c folding to correct shape i/c welding etc completed. 6" Dia | 16 | Rft | @Rs | 749.34 | P-Rft | Rs | 11989.44
5 | Providing and Fixing M.S Flanaged made of M.S Plate having a thickness and total weight as mentioned against each item it includes the cost of making hole facing welding nuts bolts rubber paking white lead fitter cartage etc complete. (PHSI No. 8, P-88) 1/2" Thick M.S Plate
| Suction 6" Dia | 8 | Nos: | @Rs | 1520 | Each | Rs | 12160
| Delivery 10" Dia | 8 | Nos: | @Rs | 2475 | Each | Rs | 19800
6 | C.I tapered flat bottomed or central tapered flanged end with holes i/c turning facing flanged for all sizes. (PHS(M)I No.7, P-11) | 0.86 | Cwt | @Rs | 6096 | P-Cwt | Rs | 5242.56
7 | C.I Sluice valve heavy pattern test pressure 21 kg / sq, cm or 300 lbs / sq inch. (PHS(M)I No. 16, P-11) 10" Dia | 2 | Nos: | @Rs | 27690 | Each | Rs | 55380
8 | Reflex valve heavy pattern test pressure 21 kg / sq, cm or 300 lbs / sq inch. (PHS(M)I No. C, P-11)
| Suction 6" Dia | 2 | Nos: | @Rs | 4062.5 | Each | Rs | 8125
| Delivery 10" Dia | 2 | Nos: | @Rs | 18687.5 | Each | Rs | 37375
9 | Butt Fusion Joint. (PHS(M)I No. H, P-20)
| 6" Dia | 8 | Joints | @Rs | 1000 | P-Joint | Rs | 8000
| 10" Dia | 8 | Joints | @Rs | 1800 | P-Joint | Rs | 14400
10 | Flange Adapter. (Non-Schedule Item)
| 6" Dia | 8 | Joints | @Rs | 2025 | P-Joint | Rs | 16200
| 10" Dia | 8 | Joints | @Rs | 7425 | P-Joint | Rs | 59400
11 | Jointing C.I / M.S flanged and specials pipes and inside a trenches i/c supplying of the rubber packing of the required thickness nuts bolts and washers etc and other tools required for jointing and testing the joints in the specifics pressure etc complete (CSI No.1 P-35).
| 6" Dia | 8 | Joints | @Rs | 938 | P-Joint | Rs | 7504
| 10" Dia | 16 | Joints | @Rs | 1576 | P-Joint | Rs | 25216
[6 empty] | Total | Rs | 2626120.272
| CONTRACTOR |  |  | EXECUTIVE ENGINEER
PUBLIC HEALTH ENGG: DIVISION
SHIKARPUR
Sr. No. | Name of Work | Schedule Item |  | Non-Schedule Item |  | Total
1 | Pumping Machinery | 288520.272 |  | 2337600 |  | 2626120.272
TOTAL |  | 288520.272 |  | 2337600 |  | 2626120.272
| CONTRACTOR |  |  | EXECUTIVE ENGINEER
PUBLIC HEALTH ENGG: DIVISION
SHIKARPUR
No: X GARHI YASIN 36" DIA PUMPING STATION (A.C ELECTRIC 30 BHP)
1 | Supplying and installing in position i/c transportation at site of work Electric Pumping set 30 BHP (Simens made) frame size 200-L-4 Pole 1500 RPM totally enclosed fan cooled squirrel cage induction motor 3 phase 400 VAC 5% HZ 2% Suitable for VFD Operation Ambient Temperature 40 C Alritude 1000 m above sea level construction IM B3 (loot mounted) degree of protection IP 65 insulation class F service factor 1.1 coupled with KSB KWPZ non-clogging sullage pump type 100-400 size 5" x 4" mounted of KSB steel frame / coupling with sleeve capable of giving discharge 740 GPM against the required head 70 ft i/c installed on cement concrete foundation Ratio 1:2:4 and M.S nuts & bolts of 5/8" dia to be embedded in cement concrete foundation, supplying and fixing Motor control Unit (MCU) consists of circuit breaker, magnetic contractor, over load protection, under / over voltage protection phase failure proctection, amp meter with current transformer voltmeter with potential transformer automatic star - delta change over switch controlled power cables, indicating lights and all these components are fixed in a metallic dust and smoke proof box etc complete (Siemens Made) i/c providing and laying (main or sub-main) PVC insulated with size 4-7/0.52 (10mm2) copper conductor in 1-1/2" dia PVC conduct on surface P/F earting set with 2'x'2x1/2" copper plate buried in ground at a depth of 12' or less if water comes out from the ground level without salt and chorcoal etc i/c making the pipe 12' deep by excavation of all type of soil earth plain to be connected with c.c bars copper with own in 1/2" G.I Pipe strength from the erath plate i/c earth work in the ground at depth as per PAK PWD Specification and testing the 72 Hours etc complete. | 3 | Sets | @Rs | 1104000 | P-Set | Rs | 3312000
SUCTION & DELIVERY
1 | Providing Laying & Fixing in trenches i/c fitting jointing and testing etc complete in all respect the high density polythlene PE Pipe (HDPE-100) for W/S confirming ISO 4427/DIN 8074/8075 B.S 3580 & PSI 3051. (PHSI No. 1, P-25) PN-10
| Suction 6" Dia (160m) | 48 | Rft | @Rs | 530 | P-Rft | Rs | 25440
| Delivery 10" Dia (250 m) | 24 | Rft | @Rs | 1267 | P-Rft | Rs | 30408
2 | Supplying C.I bend with flanged ends with holes i/c turning and facing of flanges for all size (SMI No.8, P-11). Bend 90 | 4.03 | Cwt | @Rs | 6096 | P-Cwt | Rs | 24566.88
3 | C.I Tee with flanged ends with holes i/c turning and facing of flanged all size. (PHS(M)I No.8, P.12) 10" Dia | 1.55 | Cwt | @Rs | 6096 | P-Cwt | Rs | 9448.8
4 | Supplying and installing with M.S Pipe Made out of M.S Sheet 3/16" thick i/c folding to correct shape i/c welding etc completed. 6" Dia | 30 | Rft | @Rs | 749.34 | P-Rft | Rs | 22480.2
5 | Providing and Fixing M.S Flanaged made of M.S Plate having a thickness and total weight as mentioned against each item it includes the cost of making hole facing welding nuts bolts rubber paking white lead fitter cartage etc complete. (PHSI No. 8, P-88) 1/2" Thick M.S Plate
| Suction 6" Dia | 12 | Nos: | @Rs | 1520 | Each | Rs | 18240
| Delivery 10" Dia | 12 | Nos: | @Rs | 2475 | Each | Rs | 29700
6 | C.I tapered flat bottomed or central tapered flanged end with holes i/c turning facing flanged for all sizes. (PHS(M)I No.7, P-11) | 2.58 | Cwt | @Rs | 6096 | P-Cwt | Rs | 15727.68
7 | C.I Sluice valve heavy pattern test pressure 21 kg / sq, cm or 300 lbs / sq inch. (PHS(M)I No. 16, P-11) 10" Dia | 3 | Nos: | @Rs | 27690 | Each | Rs | 83070
8 | Reflex valve heavy pattern test pressure 21 kg / sq, cm or 300 lbs / sq inch. (PHS(M)I No. C, P-11)
| Suction 6" Dia | 3 | Nos: | @Rs | 4062.5 | Each | Rs | 12187.5
| Delivery 10" Dia | 3 | Nos: | @Rs | 18687.5 | Each | Rs | 56062.5
9 | Butt Fusion Joint. (PHS(M)I No. H, P-20)
| 6" Dia | 12 | Joints | @Rs | 1000 | P-Joint | Rs | 12000
| 10" Dia | 12 | Joints | @Rs | 1800 | P-Joint | Rs | 21600
10 | Flange Adapter. (Non-Schedule Item)
| 6" Dia | 12 | Joints | @Rs | 2025 | P-Joint | Rs | 24300
| 10" Dia | 12 | Joints | @Rs | 7425 | P-Joint | Rs | 89100
11 | Jointing C.I / M.S flanged and specials pipes and inside a trenches i/c supplying of the rubber packing of the required thickness nuts bolts and washers etc and other tools required for jointing and testing the joints in the specifics pressure etc complete (CSI No.1 P-35).
| 6" Dia | 12 | Joints | @Rs | 938 | P-Joint | Rs | 11256
| 10" Dia | 20 | Joints | @Rs | 1576 | P-Joint | Rs | 31520
[6 empty] | Total | Rs | 3829107.56
| CONTRACTOR |  |  | EXECUTIVE ENGINEER
PUBLIC HEALTH ENGG: DIVISION
SHIKARPUR
Sr. No. | Name of Work | Schedule Item |  | Non-Schedule Item |  | Total
1 | Pumping Machinery | 403707.56 |  | 3425400 |  | 3829107.56
TOTAL |  | 403707.56 |  | 3425400 |  | 3829107.56
| CONTRACTOR |  |  | EXECUTIVE ENGINEER
PUBLIC HEALTH ENGG: DIVISION
SHIKARPUR
No: XI ALLAHABAD PUMPING STATION (A.C ELECTRIC 30 BHP)
1 | Supplying and installing in position i/c transportation at site of work Electric Pumping set 30 BHP (Simens made) frame size 200-L-4 Pole 1500 RPM totally enclosed fan cooled squirrel cage induction motor 3 phase 400 VAC 5% HZ 2% Suitable for VFD Operation Ambient Temperature 40 C Alritude 1000 m above sea level construction IM B3 (loot mounted) degree of protection IP 65 insulation class F service factor 1.1 coupled with KSB KWPZ non-clogging sullage pump type 100-400 size 5" x 4" mounted of KSB steel frame / coupling with sleeve capable of giving discharge 650 GPM against the required head 75 ft i/c installed on cement concrete foundation Ratio 1:2:4 and M.S nuts & bolts of 5/8" dia to be embedded in cement concrete foundation, supplying and fixing Motor control Unit (MCU) consists of circuit breaker, magnetic contractor, over load protection, under / over voltage protection phase failure proctection, amp meter with current transformer voltmeter with potential transformer automatic star - delta change over switch controlled power cables, indicating lights and all these components are fixed in a metallic dust and smoke proof box etc complete (Siemens Made) i/c providing and laying (main or sub-main) PVC insulated with size 4-7/0.52 (10mm2) copper conductor in 1-1/2" dia PVC conduct on surface P/F earting set with 2'x'2x1/2" copper plate buried in ground at a depth of 12' or less if water comes out from the ground level without salt and chorcoal etc i/c making the pipe 12' deep by excavation of all type of soil earth plain to be connected with c.c bars copper with own in 1/2" G.I Pipe strength from the erath plate i/c earth work in the ground at depth as per PAK PWD Specification and testing the 72 Hours etc complete. | 2 | Sets | @Rs | 1104000 | P-Set | Rs | 2208000
SUCTION & DELIVERY
1 | Providing Laying & Fixing in trenches i/c fitting jointing and testing etc complete in all respect the high density polythlene PE Pipe (HDPE-100) for W/S confirming ISO 4427/DIN 8074/8075 B.S 3580 & PSI 3051. (PHSI No. 1, P-25) PN-10
| Suction 6" Dia (160m) | 32 | Rft | @Rs | 530 | P-Rft | Rs | 16960
| Delivery 8" Dia (225 m) | 20 | Rft | @Rs | 1044 | P-Rft | Rs | 20880
2 | Supplying C.I bend with flanged ends with holes i/c turning and facing of flanges for all size (SMI No.8, P-11). Bend 90 | 2.6063 | Cwt | @Rs | 6096 | P-Cwt | Rs | 15888.0048
3 | C.I Tee with flanged ends with holes i/c turning and facing of flanged all size. (PHS(M)I No.8, P.12) 8" Dia | 0.77 | Cwt | @Rs | 6096 | P-Cwt | Rs | 4693.92
4 | Supplying and installing with M.S Pipe Made out of M.S Sheet 3/16" thick i/c folding to correct shape i/c welding etc completed. 6" Dia | 16 | Rft | @Rs | 749.34 | P-Rft | Rs | 11989.44
5 | Providing and Fixing M.S Flanaged made of M.S Plate having a thickness and total weight as mentioned against each item it includes the cost of making hole facing welding nuts bolts rubber paking white lead fitter cartage etc complete. (PHSI No. 8, P-88) 1/2" Thick M.S Plate
| Suction 6" Dia | 8 | Nos: | @Rs | 1520 | Each | Rs | 12160
| Delivery 8" Dia | 8 | Nos: | @Rs | 1973 | Each | Rs | 15784
6 | C.I tapered flat bottomed or central tapered flanged end with holes i/c turning facing flanged for all sizes. (PHS(M)I No.7, P-11) | 0.86 | Cwt | @Rs | 6096 | P-Cwt | Rs | 5242.56
7 | C.I Sluice valve heavy pattern test pressure 21 kg / sq, cm or 300 lbs / sq inch. (PHS(M)I No. 16, P-11) 8" Dia | 2 | Nos: | @Rs | 17940 | Each | Rs | 35880
8 | Reflex valve heavy pattern test pressure 21 kg / sq, cm or 300 lbs / sq inch. (PHS(M)I No. C, P-11)
| Suction 6" Dia | 2 | Nos: | @Rs | 4062.5 | Each | Rs | 8125
| Delivery 8" Dia | 2 | Nos: | @Rs | 7312.5 | Each | Rs | 14625
9 | Butt Fusion Joint. (PHS(M)I No. H, P-20)
| 6" Dia | 8 | Joints | @Rs | 1000 | P-Joint | Rs | 8000
| 8" Dia | 8 | Joints | @Rs | 1800 | P-Joint | Rs | 14400
10 | Flange Adapter. (Non-Schedule Item)
| 6" Dia | 8 | Joints | @Rs | 2025 | P-Joint | Rs | 16200
| 8" Dia | 8 | Joints | @Rs | 4725 | P-Joint | Rs | 37800
11 | Jointing C.I / M.S flanged and specials pipes and inside a trenches i/c supplying of the rubber packing of the required thickness nuts bolts and washers etc and other tools required for jointing and testing the joints in the specifics pressure etc complete (CSI No.1 P-35).
| 6" Dia | 8 | Joints | @Rs | 938 | P-Joint | Rs | 7504
| 8" Dia | 16 | Joints | @Rs | 940 | P-Joint | Rs | 15040
[6 empty] | Total | Rs | 2469171.9248
| CONTRACTOR |  |  | EXECUTIVE ENGINEER
PUBLIC HEALTH ENGG: DIVISION
SHIKARPUR
Sr. No. | Name of Work | Schedule Item |  | Non-Schedule Item |  | Total
1 | Pumping Machinery | 207171.9248 |  | 2262000 |  | 2469171.9248
TOTAL |  | 207171.9248 |  | 2262000 |  | 2469171.9248
| CONTRACTOR |  |  | EXECUTIVE ENGINEER
PUBLIC HEALTH ENGG: DIVISION
SHIKARPUR
No: XII DAWAN SHAH MUHALLA PUMPING STATION (A.C ELECTRIC 25 BHP)
1 | Supplying and installing in position i/c transportation at site of work Electric Pumping set 25 BHP (Simens made) frame size 160-L-4 Pole 1500 RPM totally enclosed fan cooled squirrel cage induction motor 3 phase 400 VAC 5% HZ 2% Suitable for VFD Operation Ambient Temperature 40 C Alritude 1000 m above sea level construction IM B3 (loot mounted) degree of protection IP 65 insulation class F service factor 1.1 coupled with KSB KWPZ non-clogging sullage pump type 100-250 size 5" x 4" mounted of KSB steel frame / coupling with sleeve capable of giving discharge 560 GPM against the required head 60 ft i/c installed on cement concrete foundation Ratio 1:2:4 and M.S nuts & bolts of 5/8" dia to be embedded in cement concrete foundation, supplying and fixing Motor control Unit (MCU) consists of circuit breaker, magnetic contractor, over load protection, under / over voltage protection phase failure proctection, amp meter with current transformer voltmeter with potential transformer automatic star - delta change over switch controlled power cables, indicating lights and all these components are fixed in a metallic dust and smoke proof box etc complete (Siemens Made) i/c providing and laying (main or sub-main) PVC insulated with size 4-7/0.52 (10mm2) copper conductor in 1-1/2" dia PVC conduct on surface P/F earting set with 2'x'2x1/2" copper plate buried in ground at a depth of 12' or less if water comes out from the ground level without salt and chorcoal etc i/c making the pipe 12' deep by excavation of all type of soil earth plain to be connected with c.c bars copper with own in 1/2" G.I Pipe strength from the erath plate i/c earth work in the ground at depth as per PAK PWD Specification and testing the 72 Hours etc complete. | 3 | Sets | @Rs | 783000 | P-Set | Rs | 2349000
SUCTION & DELIVERY
1 | Providing Laying & Fixing in trenches i/c fitting jointing and testing etc complete in all respect the high density polythlene PE Pipe (HDPE-100) for W/S confirming ISO 4427/DIN 8074/8075 B.S 3580 & PSI 3051. (PHSI No. 1, P-25) PN-10
| Suction 6" Dia (160m) | 48 | Rft | @Rs | 530 | P-Rft | Rs | 25440
| Delivery 10" Dia (250 m) | 24 | Rft | @Rs | 1267 | P-Rft | Rs | 30408
2 | Supplying C.I bend with flanged ends with holes i/c turning and facing of flanges for all size (SMI No.8, P-11). Bend 90 | 4.03 | Cwt | @Rs | 6096 | P-Cwt | Rs | 24566.88
3 | C.I Tee with flanged ends with holes i/c turning and facing of flanged all size. (PHS(M)I No.8, P.12) 10" Dia | 1.55 | Cwt | @Rs | 6096 | P-Cwt | Rs | 9448.8
4 | Supplying and installing with M.S Pipe Made out of M.S Sheet 3/16" thick i/c folding to correct shape i/c welding etc completed. 6" Dia | 30 | Rft | @Rs | 749.34 | P-Rft | Rs | 22480.2
5 | Providing and Fixing M.S Flanaged made of M.S Plate having a thickness and total weight as mentioned against each item it includes the cost of making hole facing welding nuts bolts rubber paking white lead fitter cartage etc complete. (PHSI No. 8, P-88) 1/2" Thick M.S Plate
| Suction 6" Dia | 12 | Nos: | @Rs | 1520 | Each | Rs | 18240
| Delivery 10" Dia | 12 | Nos: | @Rs | 2475 | Each | Rs | 29700
6 | C.I tapered flat bottomed or central tapered flanged end with holes i/c turning facing flanged for all sizes. (PHS(M)I No.7, P-11) | 2.58 | Cwt | @Rs | 6096 | P-Cwt | Rs | 15727.68
7 | C.I Sluice valve heavy pattern test pressure 21 kg / sq, cm or 300 lbs / sq inch. (PHS(M)I No. 16, P-11) 10" Dia | 3 | Nos: | @Rs | 27690 | Each | Rs | 83070
8 | Reflex valve heavy pattern test pressure 21 kg / sq, cm or 300 lbs / sq inch. (PHS(M)I No. C, P-11)
| Suction 6" Dia | 3 | Nos: | @Rs | 4062.5 | Each | Rs | 12187.5
| Delivery 10" Dia | 3 | Nos: | @Rs | 18687.5 | Each | Rs | 56062.5
9 | Butt Fusion Joint. (PHS(M)I No. H, P-20)
| 6" Dia | 12 | Joints | @Rs | 1000 | P-Joint | Rs | 12000
| 10" Dia | 12 | Joints | @Rs | 1800 | P-Joint | Rs | 21600
10 | Flange Adapter. (Non-Schedule Item)
| 6" Dia | 12 | Joints | @Rs | 2025 | P-Joint | Rs | 24300
| 10" Dia | 12 | Joints | @Rs | 7425 | P-Joint | Rs | 89100
11 | Jointing C.I / M.S flanged and specials pipes and inside a trenches i/c supplying of the rubber packing of the required thickness nuts bolts and washers etc and other tools required for jointing and testing the joints in the specifics pressure etc complete (CSI No.1 P-35).
| 6" Dia | 12 | Joints | @Rs | 938 | P-Joint | Rs | 11256
| 10" Dia | 20 | Joints | @Rs | 1576 | P-Joint | Rs | 31520
[6 empty] | Total | Rs | 2866107.56
| CONTRACTOR |  |  | EXECUTIVE ENGINEER
PUBLIC HEALTH ENGG: DIVISION
SHIKARPUR
Sr. No. | Name of Work | Schedule Item |  | Non-Schedule Item |  | Total
1 | Pumping Machinery | 403707.56 |  | 2462400 |  | 2866107.56
TOTAL |  | 403707.56 |  | 2462400 |  | 2866107.56
| CONTRACTOR |  |  | EXECUTIVE ENGINEER
PUBLIC HEALTH ENGG: DIVISION
SHIKARPUR
No: XIII SANJRANI MUHALLA PUMPING STATION (A.C ELECTRIC 15 BHP)
1 | Supplying and installing in position i/c transportation at site of work Electric Pumping set 15 BHP (Simens made) frame size 160-L-4 Pole 1500 RPM totally enclosed fan cooled squirrel cage induction motor 3 phase 400 VAC 5% HZ 2% Suitable for VFD Operation Ambient Temperature 40 C Alritude 1000 m above sea level construction IM B3 (loot mounted) degree of protection IP 65 insulation class F service factor 1.1 coupled with KSB KWPZ non-clogging sullage pump type 100-250 size 5" x 4" mounted of KSB steel frame / coupling with sleeve capable of giving discharge 550 GPM against the required head 40 ft i/c installed on cement concrete foundation Ratio 1:2:4 and M.S nuts & bolts of 5/8" dia to be embedded in cement concrete foundation, supplying and fixing Motor control Unit (MCU) consists of circuit breaker, magnetic contractor, over load protection, under / over voltage protection phase failure proctection, amp meter with current transformer voltmeter with potential transformer automatic star - delta change over switch controlled power cables, indicating lights and all these components are fixed in a metallic dust and smoke proof box etc complete (Siemens Made) i/c providing and laying (main or sub-main) PVC insulated with size 4-7/0.52 (10mm2) copper conductor in 1-1/2" dia PVC conduct on surface P/F earting set with 2'x'2x1/2" copper plate buried in ground at a depth of 12' or less if water comes out from the ground level without salt and chorcoal etc i/c making the pipe 12' deep by excavation of all type of soil earth plain to be connected with c.c bars copper with own in 1/2" G.I Pipe strength from the erath plate i/c earth work in the ground at depth as per PAK PWD Specification and testing the 72 Hours etc complete. | 1 | Set | @Rs | 756000 | P-Set | Rs | 756000
SUCTION & DELIVERY
1 | Providing Laying & Fixing in trenches i/c fitting jointing and testing etc complete in all respect the high density polythlene PE Pipe (HDPE-100) for W/S confirming ISO 4427/DIN 8074/8075 B.S 3580 & PSI 3051. (PHSI No. 1, P-25) PN-10
| Suction 6" Dia (160m) | 16 | Rft | @Rs | 530 | P-Rft | Rs | 8480
| Delivery 8" Dia (380 m) | 16 | Rft | @Rs | 1590 | P-Rft | Rs | 25440
2 | Supplying C.I bend with flanged ends with holes i/c turning and facing of flanges for all size (SMI No.8, P-11). Bend 90 | 1.61 | Cwt | @Rs | 6096 | P-Cwt | Rs | 9814.56
3 | C.I Tee with flanged ends with holes i/c turning and facing of flanged all size. (PHS(M)I No.8, P.12) 8" Dia | 0.77 | Cwt | @Rs | 6096 | P-Cwt | Rs | 4693.92
4 | Supplying and installing with M.S Pipe Made out of M.S Sheet 3/16" thick i/c folding to correct shape i/c welding etc completed. 6" Dia | 8 | Rft | @Rs | 749.34 | P-Rft | Rs | 5994.72
5 | Providing and Fixing M.S Flanaged made of M.S Plate having a thickness and total weight as mentioned against each item it includes the cost of making hole facing welding nuts bolts rubber paking white lead fitter cartage etc complete. (PHSI No. 8, P-88) 1/2" Thick M.S Plate
| Suction 6" Dia | 4 | Nos: | @Rs | 1520 | Each | Rs | 6080
| Delivery 8" Dia | 6 | Nos: | @Rs | 1953 | Each | Rs | 11718
6 | C.I tapered flat bottomed or central tapered flanged end with holes i/c turning facing flanged for all sizes. (PHS(M)I No.7, P-11) | 0.43 | Cwt | @Rs | 6096 | P-Cwt | Rs | 2621.28
7 | C.I Sluice valve heavy pattern test pressure 21 kg / sq, cm or 300 lbs / sq inch. (PHS(M)I No. 16, P-11) | 1 | No: | @Rs | 9360 | Each | Rs | 9360
8 | Reflex valve heavy pattern test pressure 21 kg / sq, cm or 300 lbs / sq inch. (PHS(M)I No. C, P-11)
| Suction 6" Dia | 2 | Nos: | @Rs | 4062.5 | Each | Rs | 8125
9 | Foot Valve Heavy Pattern with cone type gate imported. (PHS(M)I No. 4, P-11)
| Suction 6" Dia | 1 | No: | @Rs | 1381.25 | Each | Rs | 1381.25
10 | Butt Fusion Joint. (PHS(M)I No. H, P-20)
| 6" Dia | 4 | Joints | @Rs | 1000 | P-Joint | Rs | 4000
| 8" Dia | 6 | Joints | @Rs | 1800 | P-Joint | Rs | 10800
11 | Flange Adapter. (Non-Schedule Item)
| 6" Dia | 4 | Joints | @Rs | 2025 | P-Joint | Rs | 8100
| 8" Dia | 6 | Joints | @Rs | 7425 | P-Joint | Rs | 44550
12 | Jointing C.I / M.S flanged and specials pipes and inside a trenches i/c supplying of the rubber packing of the required thickness nuts bolts and washers etc and other tools required for jointing and testing the joints in the specifics pressure etc complete (CSI No.1 P-35).
| 6" Dia | 4 | Joints | @Rs | 938 | P-Joint | Rs | 3752
| 8" Dia | 6 | Joints | @Rs | 940 | P-Joint | Rs | 5640
[6 empty] | Total | Rs | 926550.73
| CONTRACTOR |  |  | EXECUTIVE ENGINEER
PUBLIC HEALTH ENGG: DIVISION
SHIKARPUR
Sr. No. | Name of Work | Schedule Item |  | Non-Schedule Item |  | Total
1 | Pumping Machinery | 117900.73 |  | 808650 |  | 926550.73
TOTAL |  | 117900.73 |  | 808650 |  | 926550.73
| CONTRACTOR |  |  | EXECUTIVE ENGINEER
PUBLIC HEALTH ENGG: DIVISION
SHIKARPUR
ABSTRACT OF PUMPING MACHINERY
Sr. No. | Name of Work | Schedule Item |  | Non-Schedule Item |  | Total
1 | No: I KHANCHANDABAD PUMPING STATION (A.C ELECTRIC 50 BHP) | 403707.56 |  | 3908400 |  | 4312107.56
2 | No: II LOW LEVEL PUMPING STATION (A.C ELECTRIC 50 BHP) | 288520.272 |  | 2659600 |  | 2948120.272
3 | No: III EID GAH PUMPING STATION (A.C ELECTRIC 50 BHP) | 342111.9312 |  | 4043100 |  | 4385211.9312
4 | No: VI BHITTAI COLONY PUMPING STATION (A.C ELECTRIC 40 BHP) | 342111.9312 |  | 4043100 |  | 4385211.9312
5 | No: V THAROOPUR PUMPING STATION (A.C ELECTRIC 40 BHP) | 342111.9312 |  | 3815100 |  | 4157211.9312
6 | No: VI BHITTAI COLONY PUMPING STATION (A.C ELECTRIC 40 BHP) | 207171.9248 |  | 2430000 |  | 2637171.9248
7 | No: VII BEGARI WAH NEW ABADIES PUMPING STATION (A.C ELECTRIC 30 BHP) | 403707.56 |  | 3225400 |  | 3629107.56
8 | No: VIII BEGARI WAH EXISTING PUMPING STATION (A.C ELECTRIC 30 BHP) | 403707.56 |  | 3298400 |  | 3702107.56
9 | No: IX SHAHI BAGH PUMPING STATION (A.C ELECTRIC 30 BHP) | 288520.272 |  | 2337600 |  | 2626120.272
10 | No: X GARHI YASIN 36" DIA PUMPING STATION (A.C ELECTRIC 30 BHP) | 403707.56 |  | 3425400 |  | 3829107.56
11 | No: XI ALLAHABAD PUMPING STATION (A.C ELECTRIC 30 BHP) | 207171.9248 |  | 2262000 |  | 2469171.9248
12 | No: XII DAWAN SHAH MUHALLA PUMPING STATION (A.C ELECTRIC 25 BHP) | 403707.56 |  | 2462400 |  | 2866107.56
13 | No: XIII SANJRANI MUHALLA PUMPING STATION (A.C ELECTRIC 15 BHP) | 117900.73 |  | 808650 |  | 926550.73
TOTAL |  | 4154158.7172 |  | 38719150 |  | 42873308.7172
| CONTRACTOR |  |  | EXECUTIVE ENGINEER
PUBLIC HEALTH ENGG: DIVISION
SHIKARPUR

## Schedule B DENG
Appendix-D to Bid
BILL OF QUANTITIES
| Name of Work:- | Rehabilitation & Improvement Of Urban Drainage Scheme Shikarpur City.
| Head of Account:- | ____________________________________________
Sr. No. | Item of Work | Quantity |  | Rate |  | Unit | Amount
SUB-WORK NO: 15 DIESEL GENERATOR
1 | Supplying and installing commissionery Diesel Generator set 150 KVA Perkins (UK) Model P-150-1106A-70 TAG2 according to output prime 150 KVA / 120 KW output standby 165 KVA / 132 KW 1500 RPM 3 Phase frequency 50+12 voltage 230 / 400 V, with bore 105 mm stroke 135 mm cooling Air to Air with 6 Cylinder vertical in line 4 stroke water cooled with standered accessories & base frame having built in fuel tank complete exhaust system with sefly devices like speed control oil pressure & many more safly devices i/c carriage upto site & Supplying Installing Atternala Stanford made in UK 4 Pole rotating filed brushless synchronous self excited, self regulated installed & temperature classes H 415 / 220 V 3 Phase 4 Wire 50 HZ, Power Factor 0.8 at 1500 RPM, Supplying Conopy locally fabricated super sound & weather proof canopy consisting 14/16 SWG M.S Sheet, Supplying Manual Motor Control Pannel & Testing 48 Hours. (R.A Attached) | 1 | Set | @Rs | 4319500 | P-Set | Rs | 4319500
2 | Providing and Laying (Main or Sub-Main) PVC Insulated PVC Sheeted with 4 Core Copper Conductor 600 / 1000 Volts Size 150 mm2. (ESI No. 109, P-13) | 15 | Meters | @Rs | 10028 | P-Meter | Rs | 150420
[6 empty] | Total of 01 No. Generator | Rs | 4469920
| CONTRACTOR |  |  | EXECUTIVE ENGINEER
PUBLIC HEALTH ENGG: DIVISION
SHIKARPUR
Sr. No. | Name of Work | Schedule Item |  | Non-Schedule Item |  | Total
1 | Diesel Generator (02 Nos:) | 300840 |  | 8639000 |  | 8939840
TOTAL OF 02 NOS: GENERATOR |  | 300840 |  | 8639000 |  | 8939840
| CONTRACTOR |  |  | EXECUTIVE ENGINEER
PUBLIC HEALTH ENGG: DIVISION
SHIKARPUR