## DE.Cover (2)
OFFICE OF THE EXECUTIVE ENGINEER
PUBLIC HEALTH ENGG: DIVISION DADU
PROVINCIAL ADP # 1820 (2016 - 2017)
DETAILED WORKING ESTIMATE FOR
PROVIDING LAYING JOINTING AND TESTING P.E PIPE 3", 4", 6" & 8" DIA DELIVERY MAIN AND DISTRIBUTION SYSTEM AT WATER SUPPLY SCHEME KHAN PUR TALUKA K.N.SHAH DISTRICT DADU.
|  | ESTIMATED COST | Rs: | #REF!

## F.Sheet (2)
OFFICE OF THE EXECUTIVE ENGINEER PUBLIC HEALTH ENGG:DIVISION DADU
OFFICE OF THE ASSISTANT ENGINEER PUBLIC HEALTH ENGG: SUB - DIVN: MEHAR-I
| FUND HEAD: - |  | PROVINCIAL ADP # 1820 (2016 - 2017)
| MAJOR HEAD: - |  | WATER SUPPLY SCHEME PHAN PUR TALUKA K.N.SHAH DISTRICT DADU
| SERVICE HEAD: - |  | PROVIDING LAYING JOINTING AND TESTING P.E PIPE 3", 4", 6" & 8" DIA DELIVERY MAIN AND DISTRIBUTION SYSTEM AT WATER SUPPLY SCHEME KHAN PUR TALUKA K.N.SHAH DISTRICT DADU.
| DEPTT: HEAD: - |  | DETAILED WORKING ESTIMATE FOR
PROVIDING LAYING JOINTING AND TESTING P.E PIPE 3", 4", 6" & 8" DIA DELIVERY MAIN AND DISTRIBUTION SYSTEM AT WATER SUPPLY SCHEME KHAN PUR TALUKA K.N.SHAH DISTRICT DADU.
The Estimate framed in the office of the executive Engineer Public Health
Engg: Division Dadu for the probable expenditure that will be incurred on
PROVIDING LAYING JOINTING AND TESTING P.E PIPE 3", 4", 6" & 8" DIA DELIVERY MAIN AND DISTRIBUTION SYSTEM AT WATER SUPPLY SCHEME KHAN PUR TALUKA K.N.SHAH DISTRICT DADU.
|  |  |  | ESTIMATED COST | Rs: | #REF!
The rates provided in the estimate are from general schedule, public health
and approved rates analysis of rates
The work will be carried out as per standard specificationof P.W.D .
Assistant Engineer
Public Health Engg:Sub-Dvision
MEHAR-I

## G.Abstract
DETAILED WORKING ESTIMATE FOR
CONSTRUCTION OF WATER WATER SUPPLY SCHEME GORAKH HILL TALUKA JOHI DISTRICT DADU
GENERAL ABSTRACT OF COST
1 | CONSTRUCTION OF NEW WATER WORKS STORAGE CAPACITY 1000000 GALLONS FROM NAI GAJ & HEGAN SOURCE CONSTRUCTION OF PUMP HOUSE, COMPOUND WALL, PROVIDING PUMPING MACHINERY AND POWER CONNECTION AT WATER SUPPLY SCHEME GORAKH HILL TALUKA JOHI DISTRICT DADU | Rs: | 52608493
| ADD: 50% REMOTE AREA | Rs: | 26304246
| TOTAL 'A' | RS: | 78912739
2 | PROVIDING AND INSTALLING PUMPING MACHINERY (15 BHP), ELECTRIC MOTOR 100 BHP, REPAIR OF PUMPS, REPAIR OF PANNELS BOARDS, PROVIDING G.I PIPES, REPAIR OF DIESEL ENGINE I/C PUMP, CONSTRUCTION OF ADDITIONAL PUMP HOUSE (5 NOS:) FOR ELECTRIC CONTROL AT NAI GAJ SOURCE WATER SUPPLY SCHEME GORAKH HILL TALUKA JOHI DISTRICT DADU | Rs: | 15496218
| ADD: 50% REMOTE AREA | Rs: | 7748109
| TOTAL 'B' | RS: | 23244327
3 | PROVIDING AND INSTALLING PUMPING MACHINERY (15 BHP), ELECTRIC MOTOR 100 BHP, REPAIR OF PUMPS, REPAIR OF PANNELS BOARDS, PROVIDING G.I PIPES, REPAIR OF DIESEL ENGINE I/C PUMP, CONSTRUCTION OF ADDITIONAL PUMP HOUSE (5 NOS:) FOR ELECTRIC CONTROL AT HENGAN SOURCE WATER SUPPLY SCHEME GORAKH HILL TALUKA JOHI DISTRICT DADU | Rs: | 18004779
| ADD: 50% REMOTE AREA | Rs: | 9002389
| TOTAL 'C' | RS: | 27007168
| G. TOTAL OF A, B & C | RS: | 129164234
| SAY | Rs:

## Ab. New
DETAILED WORKING ESTIMATE FOR
CONSTRUCTION OF NEW WATER WORKS STORAGE CAPACITY 1000000 GALLONS FROM NAI GAJ & HEGAN SOURCE CONSTRUCTION OF PUMP HOUSE, COMPOUND WALL, PROVIDING PUMPING MACHINERY AND POWER CONNECTION AT WATER SUPPLY SCHEME GORAKH HILL TALUKA JOHI DISTRICT DADU
ABSTRACT
1 | CONSTRUCTION OF STORAGE TANK | Rs: | 42951312
2 | CONSTRUCTION OF PUMP HOUSE | Rs: | 963011
3 | CONSTRUCTION OF COMPOUND WALL | Rs: | 1563175
4 | PUMPING MACHINERY | Rs: | 5130995
5 | POWER CONNECTION | Rs: | 2000000
| TOTAL | RS: | 52608493

## Ab. N. Gaj
DETAILED WORKING ESTIMATE FOR
PROVIDING AND INSTALLING PUMPING MACHINERY (15 BHP), ELECTRIC MOTOR 100 BHP, REPAIR OF PUMPS, REPAIR OF PANNELS BOARDS, PROVIDING G.I PIPES, REPAIR OF DIESEL ENGINE I/C PUMP, CONSTRUCTION OF ADDITIONAL PUMP HOUSE (5 NOS:) FOR ELECTRIC CONTROL AT NAI GAJ SOURCE WATER SUPPLY SCHEME GORAKH HILL TALUKA JOHI DISTRICT DADU
ABSTRACT
1 | PUMPING MACHINERY 15 BHP | Rs: | 947890
2 | ELECTRIC MOTOR 100 BHP | Rs: | 1125000
3 | REPAIR OF PUMPS | Rs: | 1908318
4 | REPAIR OF PANNEL BOARD | Rs: | 508225
5 | PROVIDING G.I PIPES | Rs: | 7689669
6 | REPAIR OF DIESEL ENGINE I/C PUMP | Rs: | 1260000
7 | RCC CHANNEL | Rs: | 2057116
| TOTAL | RS: | 15496218

## Ab. Hegan
DETAILED WORKING ESTIMATE FOR
PROVIDING AND INSTALLING PUMPING MACHINERY (15 BHP), ELECTRIC MOTOR 100 BHP, REPAIR OF PUMPS, REPAIR OF PANNELS BOARDS, PROVIDING G.I PIPES, REPAIR OF DIESEL ENGINE I/C PUMP, CONSTRUCTION OF ADDITIONAL PUMP HOUSE (5 NOS:) FOR ELECTRIC CONTROL AT HENGAN SOURCE WATER SUPPLY SCHEME GORAKH HILL TALUKA JOHI DISTRICT DADU
ABSTRACT
1 | PUMPING MACHINERY 15 BHP | Rs: | 947890
2 | ELECTRIC MOTOR 100 BHP | Rs: | 4367572
3 | REPAIR OF PUMPS | Rs: | 1367662
4 | REPAIR OF PANNEL BOARD | Rs: | 383050
5 | PROVIDING G.I PIPES | Rs: | 7300839
6 | REPAIR OF DIESEL ENGINE I/C PUMP | Rs: | 1035000
7 | ADDITIONAL PUMP HOUSE (5 NOS:) | Rs: | 2602766
| TOTAL | RS: | 18004779

## P.Connection
DETAILED WORKING ESTIMATE FOR
PROVION OF POWER CONNECTION FOR W/S/SCH: GORAKH HILL
1 | Provision for Power connection paid to
WAPDA Authority. (200 KVA Transformer) (L.S)
|  | 1 | Job | @Rs: | 2000000 | P/Set | Rs: | 2000000 | 14416
[7 empty] | Rs: | 2000000 | 14416

## P.M New W.W
DETAILED WORKING ESTIMATE FOR
PUMPING MACHINARY AT NEW WATER WORKS FOR W/S/SCH: GORAKH HILL
1 | Supplying installing in position i/c transportation at site of work Electric pumping
set consisting A.C Electrict Motor (Simens made) 100 BHP 2900 RPM
(framme 260 S coupled with Multi stage Pump
65-13 size 3"x2-1/2" mounted on KSB steel framme or base plate capable of
discharging 125 gallons against the head of 1000 ft i/c installation of pumping
set on c.c foundation 1:2:4 and (Ratio 1:4:8) with stone ballest with M.S nuts
and bolts of 5/8" dia to be embeded in c.c foundation i/c
S/F Automatic Motor Control Unit (MCU)consist oil starter
MCCB Breaker 100-A to 200-A (Shihlin Taiwan)
Cutout 60-A (China) Amp: Meter (60/5A) (SELCO China) volt meter
(500-V (SELCO China) Phase indication Light (China) include transformer
oil (2 liter) Panel Board 36"x18"x9" and internal wiring etc: complete.
from MCU to electric motor 3-7/.052 insulted wire
660 volts grade in 50.8 mm (2") PVC conduit on surface as required i/c
providing and fixing earthing set 0.6mx0.6m(2'x2'x1/4") copper plate burried
out in the ground at depth 3.7m (12") as per Pak: PWD specification and
testing the pumping set against the required head and discharge of 72 hours
etc: complete.
|  | 2 | Set |  | @Rs: |  | 2436000 |  | P/Set | Rs: | 4872000 | 14416
SUCTION AND DELIVERY
2 | Providing G.I pipes and specials etc: i/c fixing cutting and fitting
complete with & i/c the cost of cutting trench upto 2-1/2' deep
refilling watering ramming and disposal of surplus earth within
one chain and painting 2 coats of bitumen paid to pipes and
specials afrer cleaning and hassain cloth soaked in maxphalt
composition wrapped tightly round pipes and testing to a pressure
head of 200 ft and ghandling. (Sant: Sch: I-1, P-14).
| Delivery line 4" dia |  | 1 | x | 30 |  |  | = | 30 | Rft
| 4" dia | 30 | Rft. |  | @Rs: |  | 887.24 |  | P/Rft. | Rs: | 26617.2 | 14416
| Suction line 3" dia |  | 2 | x | 20 |  |  | = | 40 | Rft
| 3" dia | 40 | Rft. |  | @Rs: |  | 355.47 |  | P/Rft. | Rs: | 14218.8 | 14416
3 | Providing installing M.S flange made out of M.S sheet i/c cutting drilling
holes and welding with M.S pipe etc: complete. (Sant: Sch: I-1, P-5)
| Delivery line 4" dia |  | 1 | x | 10 |  |  | = | 10 | Nos:
| 4" dia | 10 | Nos: |  | @Rs: |  | 596.75 |  | Each | Rs: | 5967.5 | 14416
| Suction line 3" dia |  | 2 | x | 4 |  |  | = | 8 | Nos:
| 3" dia | 8 | Nos: |  | @Rs: |  | 500.89 |  | Each | Rs: | 4007.12 | 14416
4 | C.I Bend with flanged end with holes i/c turning and facing of flanges
for all sizes. (P.H.S (M) I. No 5 P/ 12)
| Delivery line 4" dia |  | 90 Degree |  | 1 | x | 4 |  | 4
| 4 | x | 45 |  | / |  | 112 |  | 1.6071 | Cwt
| Suction line 3" dia |  | 90 Degree |  | 1 | x | 4 |  | 4
| 4 | x | 45 |  | / |  | 112 |  | 1.6071 | Cwt
[9 empty] | 3.2143 | Cwt
|  | 3.2143 | Cwt |  | @Rs: |  | 6096 |  | P/Cwt | Rs: | 19593.8857 | 4007
5 | C.I Tee with flanged end with holes i/c turning and facing of flanges
for all sizes. (P.H.S (M) I. No 5 P/ 12)
[5 empty] | 1 | x | 1 |  | 1
| 1 | x | 55 |  | / |  | 112 |  | 0.49107 | Cwt
|  | 0.49107 | Cwt |  | @Rs: |  | 6096 |  | P/Cwt | Rs: | 2993.1714 | 4007
P.E bend 90 degree (P.H.S.(M).I-B, P-18) PN-10
| 3”dia Suction &Delivery |  | 6 |  | x |  | 1 |  | 6 | Nos:
|  |  | Nos: |  | @Rs: |  | 1397 |  | Each | Rs: | 0 | 1585
P.E Tee 3" dia (P.H.S.(M).I-B, P-18) PN-10
| 3”dia Suction &Delivery |  | 1 |  | x |  | 1 |  | 1 | Nos:
|  |  | Nos: |  | @Rs: |  | 1676 |  | Each | Rs: | 0 | 1585
6 | C.I sluice valve heavy pattern test pressure 150 kg /sq, cm or 1200 lbs /sq inch
(Approved rate)
| 6" dia |  | Nos: |  | @Rs: |  | 9360 |  | Each. | Rs: | 0
| 4" dia | 2 | Nos: |  | @Rs: |  | 45000 |  | Each. | Rs: | 90000
7 | Reflex valve heavy pattern test pressure 150 kg /sq, cm or 1200 lbs /sq inch
(Approved rate)
| 4" dia | 2 | Nos: |  | @Rs: |  | 35000 |  | Each. | Rs: | 70000 | 3088
8 | C.I tapered flat bottomed or central tapered flanged end with holes
i/c turning facing flanged for all sizes (P.H.S. (M) I. No 7 P/ 11)
| Reducer 3”x2-1/2” |  |  |  | 1 | x | 2 | = | 2 | Nos:
| 2 | x | 35 |  | / |  | 112 |  | 0.625 | Cwt
|  | 0.625 | Cwt. |  | @Rs: |  | 6096 |  | P/Cwt. | Rs: | 3810 | 5669
9 | Foot valve heavy pattern with cone type gate imported
(Approved rate)
| 3"dia. | 2 | Nos: |  | @Rs: |  | 4500 |  | Each. | Rs: | 9000 | 3088
11 | Jointing C.I/M.S flanged and specials pipes and inside a trenches i/c
supplying of the rubber packing of the required thickness nuts bolts
and washers etc and other tools required for jointing and testing the
joints in the specified pressure etc complete (P.H.S I No 1 P/ 40)
| 3" dia. | 8 | Nos: |  | @Rs: |  | 499 |  | P/Joint. | Rs: | 3991.6 | 7984
| 4" dia. | 12 | Nos: |  | @Rs: |  | 513 |  | P/Joint. | Rs: | 6155.6 | 7984
[10 empty] | Rs: | 5128354.8771 | 111077
| Add: | 10% | Contractor profit on sch: of Mat: | [5 empty] | 26397.0571 | Rs: | 2639.7057
[9 empty] | TOTAL | Rs: | 5130994.5829

## RA (E.M 100)
RATE ANALYSIS
SUPPLYING & INSTALLING PUMPING MACHINARY
1 | Supplying installing in position i/c transportation at site of work Electric pumping
set consisting A.C Electrict Motor (Simens made) 100 BHP 2900 RPM
(framme 260 S coupled with Multi stage Pump
65-13 size 3"x2-1/2" mounted on KSB steel framme or base plate capable of
discharging 125 gallons against the head of 1000 ft i/c installation of pumping
set on c.c foundation 1:2:4 and (Ratio 1:4:8) with stone ballest with M.S nuts
and bolts of 5/8" dia to be embeded in c.c foundation i/c
S/F Automatic Motor Control Unit (MCU)consist oil starter
MCCB Breaker 100-A to 200-A (Shihlin Taiwan)
Cutout 60-A (China) Amp: Meter (60/5A) (SELCO China) volt meter
(500-V (SELCO China) Phase indication Light (China) include transformer
oil (2 liter) Panel Board 36"x18"x9" and internal wiring etc: complete.
from MCU to electric motor 3-7/.052 insulted wire
660 volts grade in 50.8 mm (2") PVC conduit on surface as required i/c
providing and fixing earthing set 0.6mx0.6m(2'x2'x1/4") copper plate burried
out in the ground at depth 3.7m (12") as per Pak: PWD specification and
testing the pumping set against the required head and discharge of 72 hours
etc: complete.
Unit Per Set.
1 | Providing A.C Electric motor KSB made 2 pole 2900 RPM 100 BHP framme 260 S 3 phase 50 cycles. (Siemens MADE).
|  | 1 | Set | @Rs: | 657700 | P/Set. | Rs: | 762932
| Add: | 16% | Sales tax | @Rs: | 105232
|  |  |  | @Rs: | 762932
2 | Supplying fixing KSB centrifugal Pump ETA NORMS 65-200 size 3"x2-1/2" mounted on KSB steel framme or base plate capable of discharge 125 gallons against the head of 150 ft 2900 RPM
|  | 1 | Set | @Rs: | 1477883 | P/Set. | Rs: | 1477883
3 | Providing common steel framme or base plate. (KSB).
|  | 0 | Set | @Rs: | 18601 | P/Set. | Rs: | 0
4 | Providing C.I coupling i/c coupling charges (KSB).
|  | 0 | Set | @Rs: | 9882 | P/Set. | Rs: | 0
5 | Providing and fixing (Schenidar ) automatic motor control unit consists 20 ATP MCCB 15 KA (EZC 100 N/MG) CT's (60/5A) complete)Ammeer (60/5A) (Complete) volt meter 0-500 V) complete volts selector switch )K&N / Newzeland) under and over voltage relay (E4448/Emirel) line contractor) (LCI-D 09/Telemecanique) star contractor (LCI-D 09/ Telemecanique) over load Relay (7-10A) (LRD-21 Teleme anique) Timor (PM 4H-S-H National) on Push switch (XB 7 EA 21/31 Telemecanique) off push switch phase indication oights (Session) control Fuse (Imported) line up Teminal (6mm) (Yaslee/Taiwan_ stopper Yaslee / Taiwan).
3 | S/F Automatic Motor Control Unit (MCU)consist oil starter
(MECCO Pakistan) MCCB Breaker 10-A to 50-A (Shihlin Taiwan)
Cutout 60-A (China) Amp: Meter (60/5A) (SELCO China) volt meter
(500-V (SELCO China) Phase indication Light (China) include transformer
oil (2 liter) Panel Board 18"x26"x9" and internal wiring etc: complete.
|  | 1 | Set | @Rs: | 108125 | P/Set. | Rs: | 108125
4 | Providing and laying (MAIN OR SUB MAIN) PVC insulated with size 4-7/.052 (10mm2) copper conductor in 1-1/2" dia PVC conduit on surface (E.S.I-34,P-5).
|  | 90 | Meters | @Rs: | 656 | P/Meter | Rs: | 59040
7 | P/F on prepared board iron clad triple pole and neutral switch fuse swith rewireablee type fuse link current 500 volts gradte 30 amp: (E,.S.I-15, P-9).
|  | 0 | No: | @Rs: | 4341.56 | Each. | Rs: | 0
5 | P/F earthing set with 2'x2'x1/2' copper plate burried in ground at a depth of 12" or less if water common out from the ground level without and charcoal etc: i/c making the pipe 12" deep by excavation of all type of soil earth plain to be connected with c.c bars comper with own in 1/2" G.I pipe strength from the earth plate. (C.S.I-2, P-27)
|  | 1 | Job. | @Rs: | 2600 | P/Job | Rs: | 2600
6 | Making foundation of cement concrete plain i/c palcing,Compacting, finishing and curing complete i/c screening and washing of stone aggregate without shuttering(1:2:4) (C.S.I No. 5 p/ 17) 1x4x2.50x2.50=25.00 Cft | 20 | P%Cft | 5941.1 | 1188
1 | x | 12 | x | 3 | x | 2.5 | =
|  | 90 | Cft. | @Rs: | 14429.25 | P%Cft. | Rs: | 12986.325
7 | Providing and embedding M.S foundation nuts and bolts Of 5/8”dia (6 Nos.) 2ft long each half threaded to be Embedded in CC. Foundation (PHSI No.6 p/ 18) 4x2x1.04 =8.32 lbs | 8.32 | P lbs | 45.35 | 377
1 | x | 6 | x | 2 | x | 1.04 | =
|  | 12.48 | Lbs | @Rs: | 112.61 | P/Lb. | Rs: | 1405.3728
8 | Cement,Concrete, brick or stone ballast 1 ½” to 2”Gauge(C.S.I No 4(b) p/ 16).1x5x3x0.50= 7.50 Cft .
1 | x | 12 | x | 3 | x | 0.5 | =
|  | 18 | Cft. | @Rs: | 9416.28 | P%Cft. | Rs: | 1694.9304
9 | Carriage of light machinery wighing upto 3 tons from karachi to site of work
| (Lead | 283 | miles)
| 1 to 6 mile |  |  | Rs: | 463.17
Remaining mile
| 277 | @Rs: | 19.54 | P/Mile. | 5412.58
[5 empty] | 5875.75 | / | 1
|  | 1 | Set. | @Rs: | 5875.75 | P/Set. | Rs: | 5875.75
10 | Labour charges of lowering the pumping set inside the pump house in correct alignment and fixing etc complete.
| Electrician 1 No for 1 day | 1 | P/day | 275 | 275
|  | 1 | Day | @Rs: | 450 | P/Day | Rs: | 450
| Helper 1 No for 1 day | 1 | P/day | 150 | 150
|  | 1 | Day | @Rs: | 250 | P/Day | Rs: | 250
11 | Testing charges for 72 Hours
i) Electrician 1 No for 4 day
|  | 4 | Day | @Rs: | 450 | P/Day | Rs: | 1800
ii)Helper 1 No for 4 day
|  | 4 | Day | @Rs: | 250 | P/Day | Rs: | 1000
iii)grease, cotton and waste etc
|  | 1 | Job. | @Rs: | 200 | P/Job. | Rs: | 200
[6 empty] | Total. | Rs: | 2436242.3782
| Add: | 0% | on Item Rs: |  |  | 109530.3728 | Rs: | 0
[6 empty] | Total. | Rs: | 2436242.3782
[6 empty] | Say | Rs: | 2436000

## P.M Hegan
DETAILED WORKING ESTIMATE FOR
PUMPING MACHINARY AT HENGAN SOURCE W/S/SCH: GORAKH HILL
1 | Supplying installing in position i/c transportation at site of work Electric pumping
set consisting A.C Electrict Motor (KSB made) 15 BHP 2900 RPM
(framme 160 M coupled with ETA NORMS Pump
65-200 size 3"x2-1/2" mounted on KSB steel framme or base plate capable of
discharging 125 gallons against the head of 150 ft i/c installation of pumping
set on c.c foundation 1:2:4 and (Ratio 1:4:8) with stone ballest with M.S nuts
and bolts of 5/8" dia to be embeded in c.c foundation i/c
S/F Automatic Motor Control Unit (MCU)consist oil starter
(MECCO Pakistan) MCCB Breaker 10-A to 50-A (Shihlin Taiwan)
Cutout 60-A (China) Amp: Meter (60/5A) (SELCO China) volt meter
(500-V (SELCO China) Phase indication Light (China) include transformer
oil (2 liter) Panel Board 18"x26"x9" and internal wiring etc: complete.
from MCU to electric motor 3-7/.052 insulted wire
660 volts grade in 50.8 mm (2") PVC conduit on surface as required i/c
providing and fixing earthing set 0.6mx0.6m(2'x2'x1/4") copper plate burried
out in the ground at depth 3.7m (12") as per Pak: PWD specification and
testing the pumping set against the required head and discharge of 72 hours
etc: complete.
|  | 2 | Set |  | @Rs: |  | 333000 |  | P/Set | Rs: | 666000 | 14416
SUCTION AND DELIVERY
2 | Providing G.I pipes and specials etc: i/c fixing cutting and fitting
complete with & i/c the cost of cutting trench upto 2-1/2' deep
refilling watering ramming and disposal of surplus earth within
one chain and painting 2 coats of bitumen paid to pipes and
specials afrer cleaning and hassain cloth soaked in maxphalt
composition wrapped tightly round pipes and testing to a pressure
head of 200 ft and ghandling. (Sant: Sch: I-1, P-14).
| Delivery line |  | 1 | x | 500 |  |  | = | 500 | Rft
| Suction line |  | 2 | x | 15 |  |  | = | 30 | Rft
[9 empty] | 530 | Rft
| 3" dia | 530 | Rft. |  | @Rs: |  | 355.47 |  | P/Rft. | Rs: | 188399.1 | 14416
3 | Providing installing M.S flange made out of M.S sheet i/c cutting drilling
holes and welding with M.S pipe etc: complete. (Sant: Sch: I-1, P-5)
| Delivery line |  | 1 | x | 50 |  |  | = | 50 | Nos:
| Suction line |  | 2 | x | 6 |  |  | = | 12 | Nos:
[9 empty] | 62 | Nos:
| 3" dia | 62 | Nos: |  | @Rs: |  | 500.89 |  | Each | Rs: | 31055.18 | 14416
4 | C.I Bend with flanged end with holes i/c turning and facing of flanges
for all sizes. (P.H.S (M) I. No 5 P/ 12)
| Delivery line |  | 90 Degree |  | 1 | x | 4 |  | 4
| 4 | x | 45 |  | / |  | 112 |  | 1.6071 | Cwt
| Suction line |  | 90 Degree |  | 1 | x | 4 |  | 4
| 4 | x | 45 |  | / |  | 112 |  | 1.6071 | Cwt
[9 empty] | 3.2143 | Cwt
|  | 3.2143 | Cwt |  | @Rs: |  | 6096 |  | P/Cwt | Rs: | 19593.8857 | 4007
5 | C.I Tee with flanged end with holes i/c turning and facing of flanges
for all sizes. (P.H.S (M) I. No 5 P/ 12)
[5 empty] | 1 | x | 2 |  | 2
| 2 | x | 55 |  | / |  | 112 |  | 0.98214 | Cwt
|  | 0.98214 | Cwt |  | @Rs: |  | 6096 |  | P/Cwt | Rs: | 5986.7429 | 4007
P.E bend 90 degree (P.H.S.(M).I-B, P-18) PN-10
| 3”dia Suction &Delivery |  | 6 |  | x |  | 1 |  | 6 | Nos:
|  |  | Nos: |  | @Rs: |  | 1397 |  | Each | Rs: | 0 | 1585
P.E Tee 3" dia (P.H.S.(M).I-B, P-18) PN-10
| 3”dia Suction &Delivery |  | 1 |  | x |  | 1 |  | 1 | Nos:
|  |  | Nos: |  | @Rs: |  | 1676 |  | Each | Rs: | 0 | 1585
6 | C.I sluice valve heavy pattern test pressure 21 kg /sq, cm or 300 lbs /sq inch
(P.H.S (M) I No 16 P/ 11)
| 6" dia |  | Nos: |  | @Rs: |  | 9360 |  | Each. | Rs: | 0
| 3" dia | 2 | Nos: |  | @Rs: |  | 4290 |  | Each. | Rs: | 8580
7 | Reflex valve heavy pattern test pressure 21 kg /sq, cm or 300 lbs /sq inch
(P.H.S (M) I No C P/ 11)
| 3"dia. | 2 | Nos: |  | @Rs: |  | 1543.75 |  | Each. | Rs: | 3087.5 | 3088
8 | C.I tapered flat bottomed or central tapered flanged end with holes
i/c turning facing flanged for all sizes (P.H.S. (M) I. No 7 P/ 11)
| Reducer 3”x2-1/2” |  |  |  | 1 | x | 2 | = | 2 | Nos:
| 2 | x | 35 |  | / |  | 112 |  | 0.625 | Cwt
|  | 0.625 | Cwt. |  | @Rs: |  | 6096 |  | P/Cwt. | Rs: | 3810 | 5669
9 | Foot valve heavy pattern with cone type gate imported
(P.H.S (M) I No 4 P/ 11)
| 3"dia. | 2 | Nos: |  | @Rs: |  | 731.25 |  | Each. | Rs: | 1462.5 | 3088
11 | Jointing C.I/M.S flanged and specials pipes and inside a trenches i/c
supplying of the rubber packing of the required thickness nuts bolts
and washers etc and other tools required for jointing and testing the
joints in the specified pressure etc complete (P.H.S I No 1 P/ 40)
| 3" dia. | 37 | Nos: |  | @Rs: |  | 499 |  | P/Joint. | Rs: | 18462.6 | 7984
[10 empty] | Rs: | 946437.5086 | 74261
| Add: | 10% | Contractor profit on sch: of Mat: | [5 empty] | 42520.6286 | Rs: | 4252.0629
[9 empty] | TOTAL | Rs: | 950689.5714

## RA (P.M 15)
RATE ANALYSIS
SUPPLYING & INSTALLING PUMPING MACHINARY
1 | Supplying installing in position i/c transportation at site of work Electric pumping
set consisting A.C Electrict Motor (KSB made) 15 BHP 2900 RPM
(framme 160 M coupled with ETA NORMS Pump
65-200 size 3"x2-1/2" mounted on KSB steel framme or base plate capable of
discharging 125 gallons against the head of 150 ft i/c installation of pumping
set on c.c foundation 1:2:4 and (Ratio 1:4:8) with stone ballest with M.S nuts
and bolts of 5/8" dia to be embeded in c.c foundation i/c
S/F Automatic Motor Control Unit (MCU)consist oil starter
(MECCO Pakistan) MCCB Breaker 10-A to 50-A (Shihlin Taiwan)
Cutout 60-A (China) Amp: Meter (60/5A) (SELCO China) volt meter
(500-V (SELCO China) Phase indication Light (China) include transformer
oil (2 liter) Panel Board 18"x26"x9" and internal wiring etc: complete.
from MCU to electric motor 3-7/.052 insulted wire
660 volts grade in 50.8 mm (2") PVC conduit on surface as required i/c
providing and fixing earthing set 0.6mx0.6m(2'x2'x1/4") copper plate burried
out in the ground at depth 3.7m (12") as per Pak: PWD specification and
testing the pumping set against the required head and discharge of 72 hours
etc: complete.
Unit Per Set.
1 | Providing electric motor KSB made 2 pole 2900 RPM 15 BHP framme 160 M 3 phase 50 cycles. (KSB MADE).
|  | 1 | Set | @Rs: | 86461 | P/Set. | Rs: | 100294.76
| Add: | 16% | Sales tax | @Rs: | 13833.76
|  |  |  | @Rs: | 100294.76
2 | Supplying fixing KSB centrifugal Pump ETA NORMS 65-200 size 3"x2-1/2" mounted on KSB steel framme or base plate capable of discharge 125 gallons against the head of 150 ft 2900 RPM
|  | 1 | Set | @Rs: | 177883 | P/Set. | Rs: | 177883
3 | Providing common steel framme or base plate. (KSB).
|  | 0 | Set | @Rs: | 18601 | P/Set. | Rs: | 0
4 | Providing C.I coupling i/c coupling charges (KSB).
|  | 0 | Set | @Rs: | 9882 | P/Set. | Rs: | 0
5 | Providing and fixing (Schenidar ) automatic motor control unit consists 20 ATP MCCB 15 KA (EZC 100 N/MG) CT's (60/5A) complete)Ammeer (60/5A) (Complete) volt meter 0-500 V) complete volts selector switch )K&N / Newzeland) under and over voltage relay (E4448/Emirel) line contractor) (LCI-D 09/Telemecanique) star contractor (LCI-D 09/ Telemecanique) over load Relay (7-10A) (LRD-21 Teleme anique) Timor (PM 4H-S-H National) on Push switch (XB 7 EA 21/31 Telemecanique) off push switch phase indication oights (Session) control Fuse (Imported) line up Teminal (6mm) (Yaslee/Taiwan_ stopper Yaslee / Taiwan).
3 | S/F Automatic Motor Control Unit (MCU)consist oil starter
(MECCO Pakistan) MCCB Breaker 10-A to 50-A (Shihlin Taiwan)
Cutout 60-A (China) Amp: Meter (60/5A) (SELCO China) volt meter
(500-V (SELCO China) Phase indication Light (China) include transformer
oil (2 liter) Panel Board 18"x26"x9" and internal wiring etc: complete.
|  | 1 | Set | @Rs: | 29200 | P/Set. | Rs: | 29200
4 | Providing and laying (MAIN OR SUB MAIN) PVC insulated with size 4-7/.052 (10mm2) copper conductor in 1-1/2" dia PVC conduit on surface (E.S.I-34,P-5).
|  | 12 | Meters | @Rs: | 656 | P/Meter | Rs: | 7872
7 | P/F on prepared board iron clad triple pole and neutral switch fuse swith rewireablee type fuse link current 500 volts gradte 30 amp: (E,.S.I-15, P-9).
|  | 0 | No: | @Rs: | 4341.56 | Each. | Rs: | 0
5 | P/F earthing set with 2'x2'x1/2' copper plate burried in ground at a depth of 12" or less if water common out from the ground level without and charcoal etc: i/c making the pipe 12" deep by excavation of all type of soil earth plain to be connected with c.c bars comper with own in 1/2" G.I pipe strength from the earth plate. (C.S.I-2, P-27)
|  | 1 | Job. | @Rs: | 2600 | P/Job | Rs: | 2600
6 | Making foundation of cement concrete plain i/c palcing,Compacting, finishing and curing complete i/c screening and washing of stone aggregate without shuttering(1:2:4) (C.S.I No. 5 p/ 17) 1x4x2.50x2.50=25.00 Cft | 20 | P%Cft | 5941.1 | 1188
1 | x | 4 | x | 2.5 | x | 2.5 | =
|  | 25 | Cft. | @Rs: | 14429.25 | P%Cft. | Rs: | 3607.3125
7 | Providing and embedding M.S foundation nuts and bolts Of 5/8”dia (6 Nos.) 2ft long each half threaded to be Embedded in CC. Foundation (PHSI No.6 p/ 18) 4x2x1.04 =8.32 lbs | 8.32 | P lbs | 45.35 | 377
1 | x | 4 | x | 2 | x | 1.04 | =
|  | 8.32 | Lbs | @Rs: | 112.61 | P/Lb. | Rs: | 936.9152
8 | Cement,Concrete, brick or stone ballast 1 ½” to 2”Gauge(C.S.I No 4(b) p/ 16).1x5x3x0.50= 7.50 Cft .
1 | x | 5 | x | 3 | x | 0.5 | =
|  | 7.5 | Cft. | @Rs: | 9416.28 | P%Cft. | Rs: | 706.221
9 | Carriage of light machinery wighing upto 3 tons from karachi to site of work
| (Lead | 283 | miles)
| 1 to 6 mile |  |  | Rs: | 463.17
Remaining mile
| 277 | @Rs: | 19.54 | P/Mile. | 5412.58
[5 empty] | 5875.75 | / | 1
|  | 1 | Set. | @Rs: | 5875.75 | P/Set. | Rs: | 5875.75
10 | Labour charges of lowering the pumping set inside the pump house in correct alignment and fixing etc complete.
| Electrician 1 No for 1 day | 1 | P/day | 275 | 275
|  | 1 | Day | @Rs: | 450 | P/Day | Rs: | 450
| Helper 1 No for 1 day | 1 | P/day | 150 | 150
|  | 1 | Day | @Rs: | 250 | P/Day | Rs: | 250
11 | Testing charges for 72 Hours
i) Electrician 1 No for 4 day
|  | 4 | Day | @Rs: | 450 | P/Day | Rs: | 1800
ii)Helper 1 No for 4 day
|  | 4 | Day | @Rs: | 250 | P/Day | Rs: | 1000
iii)grease, cotton and waste etc
|  | 1 | Job. | @Rs: | 200 | P/Job. | Rs: | 200
[6 empty] | Total. | Rs: | 332675.9587
| Add: | 0% | on Item Rs: |  |  | 30136.9152 | Rs: | 0
[6 empty] | Total. | Rs: | 332675.9587
[6 empty] | Say | Rs: | 333000

## C.Wall New
COMPOUND WALL
1 | Excavation in rock dressed to designed section, grades and profiles
excavated material disposal off within 100 ft lift upto 5ft
(a) soft rock slate schist or laterite work with pick and crow bar.
(G.S.I-6, P-2)
| L/Wall | 2 | x | 300 | x | [5 empty] | = | 600 | Rft
| S/Wall | 2 | x | 150 | x | [5 empty] | = | 300 | Rft
[10 empty] | Total Length of Compound wall |  | 900 | Rft
Deduction
| Gate Piller | 1 | x | 1 | x | 3 | + | 3 |  |  | = | 6 | Rft |  | 6
| Main gate | 1 | x | 1 | x | 10 |  |  |  |  | = | 10 | Rft |  | 10
[12 empty] | 16 | Rft
| 900 |  |  | - |  | 16 |  |  |  |  | = | 884 | Rft
| 884 |  | x | 1.5 | x | 2 |  |  |  |  | = | 2652 | Cft
|  | 1 | x | 2 | X | 3 | x | 3 | x | 2 | = | 36 | Cft
[11 empty] | = | 2688 | Cft
| 2688 | Cft | [7 empty] | @Rs: | 7260 | P%0 Cft | Rs: | 19514.88
2 | Cement concrete brick or stone ballast 1 ½” to 2” gauge.
(Ratio 1:4:8) (G.S.I No. 4 P/ 17)
| L/Wall | 884 | x | 1.5 | x | 0.5 | [5 empty] | 663 | Cft
|  | 1 | x | 2 | x | 3 | x | 3 | x | 0.5 |  | 9 | Cft
[12 empty] | 672 | Cft
| 672 | Cft | [7 empty] | @Rs: | 9416.28 | P%Cft | Rs: | 63277.4016
1 | Cement concrete plain i/c placing compacting finishing and
curing complete i/c screening and washing of stone aggregate
without shuttering (Ratio 1:3:6) (G.S.I.No 5 P/ 18)
| L/Wall | 2 | x | 300 | x | 1.13 | x | 4.5 |  |  | = | 3051 | Cft
| S/Wall | 2 | x | 150 | x | 1.13 | x | 4.5 |  |  | = | 1525.5 | Cft
[11 empty] | = | 4576.5 | Cft
| 4576.5 | Cft | [7 empty] | @Rs: | 12595 | P%Cft | Rs: | 576410.175
2 | Erection and removal of centering for R.C.C or plain C.C Work
of deodar Wood 1st class(vertical). (G.S.I.No. 18 P/ 19)
|  | 2 | x | 2 | x | 300 | x | 4.5 |  | = |  | 5400 | Sft
|  | 2 | x | 2 | x | 150 | x | 4.5 |  | = |  | 2700 | Sft
[12 empty] | 8100 | Sft
| 8100 | Sft | [7 empty] | @Rs: | 3127.41 | P%Sft | Rs | 253320.21
3 | R.C.C work i/c all labour and material except the cost of steel
reinforcement and its labour for b/b which will be paid separately.
This rate also i/c all kinds of forms moulds lifting, shutting, curing,
rendering and finishing the exposed surface (i/c s/w of shingle) (a) R.C work in
roof slab beams columns rafts lintels and other structural members laid in
situ or prrecast laid in position complete in all respect. (I) Ratio 2:2:4 Lbs
cement2 Cft, sand 4 cft shingle1/8” to ¼” gauge. (G.S.I No. 6 P/ 16).
| Gate Piller | 2 | x | 2 | x | 2 | x | 1.5 |  |  | = | 12 | Cft
|  | 2 | x | 1.5 | x | 1.5 | x | 7 |  |  | = | 31.5 | Cft
[12 empty] | 43.5 | Cft
| 43.5 | Cft | [7 empty] | @Rs: | 337 | P/Cft | Rs: | 14659.5 |  | 36059
4 | Fabrication of mild steel reinforcement for C.C i/c cutting, bending,
laying in position making joints and fastening i/c cost of binding wire
(also i/c removal of rust from bars).(G.S.I No 8 P/ 16)
| 43.5 | x |  | 4.5 | / | 112 |  |  | = | 1.7478 | Cwt
| 1.7478 | Cwt | [7 empty] | @Rs: | 5001.7 | P/Cwt | Rs: | 8741.8105 |  | 21457
5 | Pacca brick work in other then building i/c stricking of joints upto
20ft height in cement, sand, mortar (1:6) (G.S.I. No 7 P/ 21)
| Length | [10 empty] | 900 | Rft
Deduction
| Gate | 1 | x | 10 | [7 empty] | 10 | Rft
| Piller | 2 | x | 2 | + | 2 |  |  |  | = |  | 8 | Rft
[12 empty] | 18 | Rft
| 900 |  |  | - |  | 18 |  |  |  |  | = | 882 | Rft
|  | 882 | / | 6.75 | = | 130.6667 |  |  |  |  | Say | 49
| C/Wall | 49 | x | 6 | x | 0.37 | x | 4 |  | = |  | 435.12 | Cft
| W/Piller | 49 | x | 0.75 | x | 0.37 | x | 4 |  | = |  | 54.39 | Cft
[12 empty] | 489.51 | Cft
| 489.51 | Cft | [7 empty] | @Rs: | 12346.65 | P%Cft | Rs: | 60438.0864
6 | Cement, Plaster (1:6) up to 12’ height ½” thick (G.S.I. No.11 P/58)
|  | 1 | x | 49 | x | 6 | x | 4 |  | = |  | 1176 | Sft
| W/Piller | 49 | x | 1.5 | x | 4 |  |  |  | = |  | 294 | Sft
| Top Wall | 1 | x | 49 | x | 6 | x | 0.37 |  | = |  | 108.78 | Sft
[12 empty] | 1578.78 | Sft
| 1578.78 | Sft | [7 empty] | @Rs: | 2206.6 | P%Sft | Rs: | 34837.3595
7 | Cement, Plaster (1:4) up to 12’ height 3/8” thick (G.S.I. No.11 P/58)
| 1578.78 | Sft | [7 empty] | @Rs: | 2197.52 | P%Sft | Rs: | 34694.0063
8 | Cement, Pointing struck joint on walls (1:3) (G.S.I. No.11 P/57)
| Out side | 1 | x | 882 | x | 4 |  |  | = |  |  | 3528 | Sft
| 3528 | Sft | [7 empty] | @Rs: | 1213.58 | P%Sft | Rs: | 42815.1024
9 | Making and fixing steel grated door with 1/16” thick sheeting angle iron frame 2”x2”x 3/8”
and ¾” sq: bars 4” Center to center with locking arrangement (G.S.I. No.11 P/97)
| Door | 1 | x | 6 | x | 10 |  |  |  | = |  | 60 | Sft
| 60 | Sft | [7 empty] | @Rs: | 726.72 | P/Sft | Rs: | 43603.2
10 | PAINTING NEW SURFACE
Preparing surface and painting of door and window any type i/c Edges 3 coats
(G.S.I. No.5 P/6)
|  | 2 | x | 60 | [5 empty] | = |  | 120 | Sft
| 120 | Sft | [7 empty] | @Rs: | 2116.41 | P%Sft | Rs: | 2539.692
11 | White washing of two coats (G.S.I. No.26 P/55)
| Qtty: of item No. |  |  | 7 | [7 empty] | 1578.78 | Sft
| Gate Pillers |  |  | 2 | x | 4 | x | 1.5 | x | 7 | = | 84 | Sft
| Plinth of C/W |  |  | 2 | x | 882 | x | 0.75 |  |  | = | 1323 | Sft
[12 empty] | 2985.78 | Sft
| 2985.78 | Sft | [7 empty] | @Rs: | 829.95 | P%Sft | Rs: | 24780.4811
12 | Color Washing (2 coats) (G.S.I.No:24, P/60).
| Qtty: of Item No. |  |  | 7 | [7 empty] | 1578.78 | Sft
| Qtty: of Item No. |  |  | 8 | [7 empty] | 3528 | Sft
[12 empty] | 5106.78 | Sft
| 5106.78 | Sft | [7 empty] | @Rs: | 859.9 | P%Sft | Rs: | 43913.2012
[12 empty] | Total | Rs: | 1223545.106
13 | Cartage of Material
Hill Sand From Bolhari
| 2753.7687 | Cft | [7 empty] | @Rs: | 6600.2 | P%Cft | Rs: | 181754.2398
Bajri Shingle from Laki
| 4248.66 | Cft | [7 empty] | @Rs: | 3930.28 | P%Cft | Rs: | 166984.2342
Stone From Amri
| 645.12 | Cft | [7 empty] | @Rs: | 4483.8 | P%Cft | Rs: | 28925.8906
Bricks 1000 No.
| 6608.385 | Nos: | [7 empty] | @Rs: | 2024.24 | P%0Nos | Rs: | 13376.9573
Cement From Zeel Pak Hyderabad
| 727.7902 | Bags | [7 empty] | @Rs: | 116.73 | P/Bag | Rs: | 84954.9489
Steel Hyderabad
| 1.7478 | Cwt | [7 empty] | @Rs: | 65.6764 | P/Cwt | Rs: | 114.7871
[13 empty] | Rs: | 1699656.1638

## C.State (N)
Material Statement
COMPOUND WALL
S.No: | Item | Qty: | Bajri | Stone | Hill sand | Cement | Bricks
| C.C Stone Ballest 1:4:8 | 672 | 0 | 645.12 | 322.56 | 64.512 | 0
| C.C. Plain 1:3:6 | 4576.5 | 4210.38 | 0 | 2105.19 | 594.945 | 0
| Pacca Brick Work 1:6 | 489.51 | 0 | 0 | 125.8041 | 16.8391 | 6608.385
| R.C.C Work 1:2:4 | 43.5 | 38.28 | 0 | 19.14 | 7.656 | 0
| Cement Plaster 1:6 1/2" Thick | 1578.78 | 0 | 0 | 63.1512 | 15.7878 | 0
| Cement Plaster 1:4 3/8" Thick | 1578.78 |  | 0 | 47.3634 | 8.999 | 0
| Cementing Pointiong 1:3 | 3528 | 0 | 0 | 70.56 | 19.0512 | 0
| Total |  | 4248.66 | 645.12 | 2753.7687 | 727.7902 | 6608.385
Assistant Engineer
Public Health Engg: Sub-Division
MEHAR-I

## lead (N)
RATE ANALYSIS CARRAIGE
SCHEDULE OF CARRAGE RATE VALUME-III PART-IV
NAME OF WORK |  |  | WATER SUPPLY SCHEME GORAKH HILL
Carriage of 100 cft / 5 tons of all material like stone aggregate spqwl, coal lime struck etc: B.G rails fastening points and crossing bridges, girds pipes sheets rails M.S bars etc: or 1000 Nos. bricks 10”x5”x3” or 150 of timer or 100 mounds of fuel wood by trucks of any other means owned by the contractor.
a) | Hill Sand From Bolhari |  |  | 185 | Miles ) |  |  |  |  | 118
| 1st to 6th mile | [6 empty] | Rs: | 771.96 | 7
[10 empty] | 60 | 0 | 60
| Remaining | 179 |  | @Rs: | 32.56 |  | P/ Mile | Rs: | 5828.24 | 185
[8 empty] | Total | 6600.2
b) | Bajri Shingle from Laki |  |  | 103 | Miles )
| 1st to 6th mile | [6 empty] | Rs: | 771.96
| Remaining | 97 |  | @Rs: | 32.56 |  | P/ Mile | Rs: | 3158.32
[8 empty] | Total | 3930.28
c) | Stone From Amri |  | 120 | Miles )
| 1st to 6th mile | [6 empty] | Rs: | 771.96
| Remaining | 114 |  | @Rs: | 32.56 |  | P/ Mile | Rs: | 3711.84
[8 empty] | Total | 4483.8
d) | Bricks 1000 No. |  | 60 | Miles )
| 1st to 6th mile | [6 empty] | Rs: | 617.54
| Remaining | 54 |  | @Rs: | 26.05 |  | P/ Mile | Rs: | 1406.7
[8 empty] | Total | 2024.24
e) | Cement From Zeel Pak Hyderabad |  |  |  | 184 | Miles )
| 1st to 2nd mile | [6 empty] | Rs: | 7.53
| Remaining | 182 |  | @Rs: | 0.6 |  | P/ Mile | Rs: | 109.2
[8 empty] | Total | 116.73
e) | Steel Hyderabad |  |  |  | 184 | Miles )
| 1st to 6th mile | [6 empty] | Rs: | 771.96
| Remaining | 178 |  | @Rs: | 32.56 |  | P/ Mile | Rs: | 5795.68
[8 empty] | Total | 6567.64
[8 empty] | P/Cwt | 65.6764

## Water works (N)
DETAILED WORKING ESTIMATE FOR
CONSTRUCTION OF NEW WATER WORKS STORAGE CAPACITY 1000000 GALLONS FROM NAI GAJ AND HEGAN SOURCE AT W/S/SCH: GORAKH HILL
A | CONSTRUCTION OF STORAGE TANK 1000000 GALLONS CAPACITY
1 | Excavation in rock dressed to designed section, grades and profiles
excavated material disposal off within 100 ft lift upto 5ft
(a) soft rock slate schist or laterite work with pick and crow bar.
(G.S.I-6, P-2)
| 1 | x | 210 | x | 110 | x | 10 | = | 231000 | Cft
| 231000 | Cft |  |  |  | @Rs: | 7260 |  | P%0Cft | Rs: | 1677060
2 | Cement concrete brick or stone ballest 1-12/" to 2" gauge
(Ratio 1:3:6). (G.S.I-4, P-14)
| 1 | x | 210 | x | 110 | x | 1 | = | 23100 | Cft
| 23100 | Cft |  |  |  | @Rs: | 10770.93 |  | P%Cft | Rs: | 2488084.83
3 | R.C.C work i/c all labour and material except the cost of steel
reinforcement and its labour for b/b which will be paid separately.
This rate also i/c all kinds of forms moulds lifting, shutting, curing,
rendering and finishing the exposed surface (i/c s/w of shingle) (a) R.C work in
roof slab beams columns rafts lintels and other structural members laid in
situ or prrecast laid in position complete in all respect. (I) Ratio 2:2:4 Lbs
cement2 Cft, sand 4 cft shingle1/8” to ¼” gauge. (G.S.I No. 6 P/ 16).
RAFT | 1 | x | 205 | x | 105 | x | 2 | = | 43050 | Cft
L/Wall | 2 | x | 203 | x | 1.5 | x | 13 | = | 7917 | Cft
S/Wall | 2 | x | 100 | x | 1.5 | x | 13 | = | 3900 | Cft
[9 empty] | 54867 | Cft
| 54867 | Cft |  |  |  | @Rs: | 337 |  | P/Cft | Rs: | 18490179
4 | Fabrication of mild steel reinforcement for C.C i/c cutting, bending,
laying in position making joints and fastening i/c cost of binding wire
(also i/c removal of rust from bars).(G.S.I No 8 P/ 16)
|  |  | 54867 | x | 6 | / | 112 | = | 2939.3036 | Cwt
| 2939.3036 | Cwt |  |  |  | @Rs: | 5001.7 |  | P/Cwt | Rs: | 14701514.6732
5 | Cement concrete plain i/c placing compacting finishing and
curing complete i/c screening and washing of stone aggregate
without shuttering (Ratio 1:2:4) (G.S.I.No 5 P/ 15)
| 1 | x | 100 | x | 200 | x | 0.5 | = | 10000 | Cft
| 10000 | Cft |  |  |  | @Rs: | 14429.25 |  | P%Cft | Rs: | 1442925
[10 empty] | Rs: | 38799763.5032
20 | CARTAGE OF MATERIAL
Hill Sand From Bolhari
| 28817.71 | Cft |  |  |  | @Rs: | 6600.2 |  | P%Cft | Rs: | 1902026.4954
Bajri Shingle from Laki
| 57082.96 | Cft |  |  |  | @Rs: | 3930.28 |  | P%Cft | Rs: | 2243520.1603
Stone From Amri
| 552.46 | Cft |  |  |  | @Rs: | 4483.8 |  | P%Cft | Rs: | 24771.2015
Bricks 1000 No.
| 0 | Nos: |  |  |  | @Rs: | 2024.24 |  | P%0Nos | Rs: | 0
Cement From Zeel Pak Hyderabad
| 11434.657 | Bags |  |  |  | @Rs: | 116.73 |  | P/Bag | Rs: | 1334767.5116
Steel Hyderabad
| 2939.3036 | Cwt |  |  |  | @Rs: | 65.6764 |  | P/Cwt | Rs: | 193042.8771
[9 empty] | Total | Rs: | 44497891.7491
B | CONSTRUCTION OF PUMP HOUSE (1 NO:)
FOR NEW WATER WORKS
[6 empty] | Size | 24 | x | 14
1 | Excavation in rock dressed to designed section, grades and profiles
excavated material disposal off within 100 ft lift upto 5ft
(a) soft rock slate schist or laterite work with pick and crow bar.
(G.S.I-6, P-2)
Long Wall | 2 | x | 27.75 | x | 3 | x | 2 | = | 333 | Cft.
S/Wall | 2 | x | 11.75 | x | 3 | x | 2 | = | 141 | Cft.
Steps | 1 | x | 5 | x | 4 | x | 0.5 | = | 10 | Cft.
[9 empty] | 484 | Cft.
| 1 | x | 484 |  |  |  |  | = | 484 | Cft.
| 484 | Cft. |  |  |  | @Rs: | 7260 |  | P%0 Cft | Rs: | 3513.84
2 | Cement concrete brick or stone ballast 1 ½” to 2” gauge.
(Ratio 1:4:8) (G.S.I No. 4 P/ 14)
Long Wall | 2 | x | 27.75 | x | 3 | x | 0.5 | = | 83.25 | Cft.
S/Wall | 2 | x | 11.75 | x | 3 | x | 0.5 | = | 35.25 | Cft.
Steps | 1 | x | 5 | x | 4 | x | 0.5 | = | 10 | Cft.
Floor | 1 | x | 24 | x | 14 | x | 0.33 | = | 110.88 | Cft.
[9 empty] | 239.38 | Cft.
| 1 | x | 239.38 |  |  |  |  | = | 239.38 | Cft.
| 239.38 | Cft. |  |  |  | @Rs: | 9416.28 |  | P%Cft | Rs: | 22540.6911
3 | Course ruble masonery i/c hammer dressing in cement sand mortor (1:4)
(G.S.I.No 2 P/ 26)
Long Wall | 2 | x | 26.25 | x | 1.5 | x | 5.5 | = | 433.125 | Cft.
S/Wall | 2 | x | 13.25 | x | 1.5 | x | 5.5 | = | 218.625 | Cft.
[9 empty] | 651.75 | Cft.
| 1 | x | 651.75 |  |  |  |  | = | 651.75 | Cft.
| 651.75 | Cft. |  |  |  | @Rs: | 26475 |  | P%Cft | Rs: | 172550.8125
4 | Filling Watering and ramming earth in floor with new earth excavated from
out side lead upto 1 chain and lift upto 5' (G.S.I No 22 P- 4)
Floor | 1 | x | 24 | x | 14 | x | 3 | = | 1008 | Cft
| 1 | x | 1008 |  |  |  |  | = | 1008 | Cft.
| 1008 | Cft |  |  |  | @Rs: | 3630 |  | P%0Cft | Rs: | 3659.04
5 | Course ruble masonery i/c hammer dressing in cement sand mortor (1:4)
(G.S.I. No 4 P/ 27)
L/Wall | 2 | x | 25.75 | x | 1 | x | 10 | = | 515 | Cft
S/Wall | 2 | x | 13.75 | x | 1 | x | 10 | = | 275 | Cft
Step | 1 | x | 5 | x | 4 | x | 0.75 | = | 15 | Cft
Step | 1 | x | 5 | x | 2 | x | 0.75 | = | 7.5 | Cft
Step | 1 | x | 5 | x | 1 | x | 0.75 | = | 3.75 | Cft
[9 empty] | 816.25 | Cft
Deduction
Door | 1 | x | 3.5 | x | 1 | x | 7 | = | 24.5 | Cft
Window | 1 | x | 3 | x | 1 | x | 4 | = | 12 | Cft
Lintel | 1 | x | 4.5 | x | 1 | x | 0.5 | = | 2.25 | Cft
Lintel | 1 | x | 4 | x | 1 | x | 0.5 | = | 2 | Cft
[9 empty] | 40.75 | Cft
Net Qutty: |  |  | 816.25 | - | 40.75 |  |  | = | 775.5 | Cft
| 1 | x | 775.5 |  |  |  |  | = | 775.5 | Cft.
| 775.5 | Cft |  |  |  | @Rs: | 27034.98 |  | P%Cft | Rs: | 209656.2699
6 | R.C.C work i/c all labour and material except the cost of steel
reinforcement and its labour for b/b which will be paid separately.
This rate also i/c all kinds of forms moulds lifting, shutting, curing,
rendering and finishing the exposed surface (i/c s/w of shingle) (a) R.C work in
roof slab beams columns rafts lintels and other structural members laid in
situ or prrecast laid in position complete in all respect. (I) Ratio 2:2:4 Lbs
cement2 Cft, sand 4 cft shingle1/8” to ¼” gauge. (G.S.I No. 6 P/ 16).
Roof | 1 | x | 28.75 | x | 18.25 | x | 0.5 | = | 262.3438 | Cft
P/Beam
Long Wall | 2 | x | 26.25 | x | 1.5 | x | 1 | = | 78.75 | Cft.
S/Wall | 2 | x | 13.25 | x | 1.5 | x | 1 | = | 39.75 | Cft.
Lintels
L/Wall | 2 | x | 25.75 | x | 1 | x | 1 | = | 51.5 | Cft
S/Wall | 2 | x | 13.75 | x | 1 | x | 1 | = | 27.5 | Cft
[9 empty] | 459.8438 | Cft
| 1 | x | 459.8438 |  |  |  |  | = | 459.8438 | Cft.
| 459.8438 | Cft |  |  |  | @Rs: | 337 |  | P/Cft | Rs: | 154967.3438
7 | Fabrication of mild steel reinforcement for C.C i/c cutting, bending,
laying in position making joints and fastening i/c cost of binding wire
(also i/c removal of rust from bars).(G.S.I No 8 P/ 16)
| 459.8438 | x | 5 | / | 112 |  |  | = | 20.5287 | Cwt
| 20.5287 | Cwt |  |  |  | @Rs: | 5001.7 |  | P/Cwt | Rs: | 102678.5931
8 | Providing and laying 3” thick to toping Cement Concrete (1:2:4) I/c surface,
finishing and dividing in to panel (GSI No. 16 P/41)
| 1 | x | 24 | x | 14 |  |  | = | 336 | Sft
| 1 | x | 336 |  |  |  |  | = | 336 | Cft.
| 336 | Sft |  |  |  | @Rs: | 4411.82 |  | P%Sft | Rs: | 14823.7152
9 | Cement, Plaster (1:6) up to 12’ height ½” thick (G.S.I. No.13 P/51)
In Side | 2 | x | 24 | x | 10 |  |  | = | 480 | Sft
Inside | 2 | x | 14 | x | 10 |  |  | = | 280 | Sft
[9 empty] | 760 | Sft
Deduction
Door | 1 | x | 3.5 | x | 7 |  |  | = | 24.5 | Sft
Window | 1 | x | 3 | x | 4 |  |  | = | 12 | Sft
[9 empty] | 36.5 | Sft
Net Qutty: | 760 | - | 36.5 |  |  |  |  | = | 723.5 | Sft
| 1 | x | 723.5 |  |  |  |  | = | 723.5 | Cft.
| 723.5 | Sft |  |  |  | @Rs: | 2206.6 |  | P%Sft | Rs: | 15964.751
10 | Cement, Plaster (1:4) up to 12’ height 3/8” thick (G.S.I. No.11 P/51)
| 723.5 | Sft |  |  |  | @Rs: | 2197.52 |  | P%Sft | Rs: | 15899.0572
11 | Pointing flush on stone work in cement mortor (1:3) (G.S.I. No.20 P/52)
Out side | 2 | x | 25.75 | x | 10 |  |  | = | 515 | Sft
| 2 | x | 15.25 | x | 10 |  |  | = | 305 | Sft
[9 empty] | 820 | Sft
Deduction
Door | 1 | x | 3.5 | x | 7 |  |  | = | 24.5 | Sft
Window | 1 | x | 3 | x | 4 |  |  | = | 12 | Sft
[9 empty] | 36.5 | Sft
Deduction | 820 | - | 36.5 |  |  |  |  | = | 783.5 | Sft
| 1 | x | 783.5 |  |  |  |  | = | 783.5 | Cft.
| 783.5 | Sft |  |  |  | @Rs: | 1758.08 |  | P%Sft | Rs: | 13774.5568
12 | Making and fixing steel grated door with 1/16” thick sheeting angle iron
frame 2”x2”x 3/8” and ¾” sq: bars 4” Center to center with
locking arrangement (G.S.I. No.24 P/91)
Door | 1 | x | 4 | x | 7 |  |  | = | 28 | Sft
| 1 | x | 28 |  |  |  |  | = | 28 | Cft.
| 28 | Sft |  |  |  | @Rs: | 726.72 |  | P/Sft | Rs: | 20348.16
13 | Fabrication of heavy steel work with angles tees, flat iron round iron and sheet iron
for making trsses girders, tanks etc: i/c cutting tanks etc: i/c cutting drilling riveting
handling assembling and fixing but excluding erection in positiion. (CSI- 2, P-91)
| 1 | x | 3 | x | 4 | x | 9.5 / 112 | = | 1.0179 | Cwt
| 1 | x | 1.0179 |  |  |  |  | = | 1.0179 | Cwt
| 1.0179 | Cwt |  |  |  | @Rs: | 4928.49 |  | P/Cwt | Rs: | 5016.4987 |  |  |  | 15032
.
14 | Erection and fitting in position of iron trusses staging of water tanks etc:
(C.S.I.No. 3 P/ 91)
| Qty: same as item No: |  |  |  |  | 0 |  |  | 1.0179 | Sft.
| 1.0179 | Cwt |  |  |  | @Rs: | 271.04 |  | P/Cwt | Rs | 275.88 |  |  |  | 827
15 | Supplying and fixing in position iron steel grill of ¾” x ¼” size flat iron of
approved design i/c painting 03 coats etc complete (weight not to be less
than 3 Lbs/sq: foot of finished grill) (G.S.I. NO.26 P/92)
| Window | 1 | x | 3 | x | 4 |  | = | 12 | Sft
|  | 1 | x | 12 |  |  |  | = | 12 | Cft.
| 12 | Sft |  |  |  | @Rs: | 180.5 |  | P/Sft | Rs: | 2166
16 | PAINTING NEW SURFACE
Preparing surface and painting of door and window any type i/c
Edges 3 coats (G.S.I. No.5 P/69)
Door | 2 | x | 1 | x | 4 | x | 7 | = | 56 | Sft
Window | 2 | x | 1 | x | 3 | x | 4 | = | 24 | Sft
[9 empty] | 80 | Sft
| 1 | x | 80 |  |  |  |  | = | 80 | Cft.
| 80 | Sft |  |  |  | @Rs: | 2116.41 |  | P%Sft | Rs: | 1693.128
17 | White washing of three coats (G.S.I. No.26 P/53)
Ceiling | 1 | x | 24 | x | 14 |  |  | = | 336 | Sft
Chhaja | 2 | x | 28.75 | x | 1.5 |  |  | = | 86.25 | Sft
Chhaja | 2 | x | 18.25 | x | 1.5 |  |  | = | 54.75 | Sft
[9 empty] | 477 | Sft
| 1 | x | 477 |  |  |  |  | = | 477 | Cft.
| 477 | Sft |  |  |  | @Rs: | 829.95 |  | P%Sft | Rs: | 3958.8615
18 | Color Washing (2 coats) (G.S.I.No:25, P/53).
| Qtty: of Item No. |  |  |  |  | 0 |  |  | 723.5 | Sft
| Qtty: of Item No. |  |  |  |  | 0 |  |  | 783.5 | Sft
[9 empty] | 1507 | Sft
| 1507 | Sft |  |  |  | @Rs: | 859.9 |  | P%Sft | Rs: | 12958.693
Providing and fixing C.I manhole cover with framme
i/c cost of material etc: (P.H.S.(M)I-14, P-167) Size 2'x2'
|  |  |  | 1 | x | 1 |  |  |  | = | 1 | Cwt
|  | 1 | x | 1 | [5 empty] | = | 1 | Cwt
|  | Cwt. | [7 empty] | @Rs: | 4318 | P/Cwt. | Rs: | 0
20
19 | Supplying R.S.J channel section 8"x4" Girders.
(Sch: of Sant: I-141, P-80)
|  |  | 25.5 | x | 10 | / | 112 | = | 2.2768 | Cwt
|  | 1 | x | 2.2768 |  |  |  | = | 2.2768 | Cwt
| 2.2768 | Cwt. |  |  |  | @Rs: | 3575 |  | P/Cwt. | Rs: | 8139.5089
[10 empty] | Rs: | 788905.4006
20 | CARTAGE OF MATERIAL
Hill Sand From Bolhari
| 877.2287 | Cft |  |  |  | @Rs: | 6600.2 |  | P%Cft | Rs: | 57898.8454
Bajri Shingle from Laki
| 478.5825 | Cft |  |  |  | @Rs: | 3930.28 |  | P%Cft | Rs: | 18809.6323
Stone From Amri
| 3084.3048 | Cft |  |  |  | @Rs: | 4483.8 |  | P%Cft | Rs: | 138294.0586
Bricks 1000 No.
| 0 | Nos: |  |  |  | @Rs: | 2024.24 |  | P%0Nos | Rs: | 0
Cement From Zeel Pak Hyderabad
| 222.2304 | Bags |  |  |  | @Rs: | 116.73 |  | P/Bag | Rs: | 25940.9523
Steel Hyderabad
| 20.5287 | Cwt |  |  |  | @Rs: | 65.6764 |  | P/Cwt | Rs: | 1348.2537
[9 empty] | Total | Rs: | 1031197.1428
[6 empty] | G. TOTAL A & B |  |  |  | Rs: | 45529088.8919

## S.Mat (N)
Material Statement
CONSTRUCTION OF STORAGE TANK 1000000 GALLONS CAPACITY
S.No: | Item | Qty: | Hill sand | Bajri | Stone | Bricks | Cement
| C.C Stone Ballest 1:3:6 | 600.5 | 276.23 | 0 | 552.46 | 0 | 78.065
| C.C. Plain 1:2:4 | 10000 | 4400 | 8800 | 0 | 0 | 1700
| R.C.C Work 1:2:4 | 54867 | 24141.48 | 48282.96 | 0 | 0 | 9656.592
| Total |  | 28817.71 | 57082.96 | 552.46 | 0 | 11434.657

## P.Mat (N)
Material Statement
CONSTRUCTION OF PUMP HOUSE (1 NO:)
S.No: | Item | Qty: | Hill sand | Bajri | Stone | Bricks | Cement
| C.C Stone Ballest 1:4:8 | 239.38 | 114.9024 | 0 | 229.8048 | 0 | 22.9805
| C.C. Plain 1:3:6 |  | 0 | 0 | 0 | 0 | 0
| Pacca Brick Work 1:6 |  | 0 | 0 | 0 | 0 | 0
| Course ruble masonery 1:4 | 1427.25 | 456.72 | 0 | 1427.25 | 0 | 91.344
| R.C.C Work 1:2:4 | 459.8438 | 202.3313 | 404.6625 | 0 | 0 | 80.9325
| C.C Toping 1:2:4 3" thick | 336 | 36.96 | 73.92 | 0 | 0 | 14.784
| Cement Plaster 1:6 1/2" Thick | 723.5 | 28.94 | 0 | 0 | 0 | 3.8346
| Cement Plaster 1:4 3/8" Thick | 723.5 | 21.705 |  | 1427.25 | 0 | 4.1239
| Pointing flush on stone 1:3 | 783.5 | 15.67 | 0 | 0 | 0 | 4.2309
| Total |  | 877.2287 | 478.5825 | 3084.3048 | 0 | 222.2304
| SAY |  | 877.2287 | 478.5825 | 3084.3048 | 0 | 222.2304

## Mach (Hengan)
DETAILED WORKING ESTIMATE FOR
PUMPING MACHINARY AT HENGAN SOURCE W/S/SCH: GORAKH HILL
1 | Supplying installing in position i/c transportation at site of work Electric pumping
set consisting A.C Electrict Motor (KSB made) 15 BHP 2900 RPM
(framme 160 M coupled with ETA NORMS Pump
65-200 size 3"x2-1/2" mounted on KSB steel framme or base plate capable of
discharging 125 gallons against the head of 150 ft i/c installation of pumping
set on c.c foundation 1:2:4 and (Ratio 1:4:8) with stone ballest with M.S nuts
and bolts of 5/8" dia to be embeded in c.c foundation i/c
S/F Automatic Motor Control Unit (MCU)consist oil starter
(MECCO Pakistan) MCCB Breaker 10-A to 50-A (Shihlin Taiwan)
Cutout 60-A (China) Amp: Meter (60/5A) (SELCO China) volt meter
(500-V (SELCO China) Phase indication Light (China) include transformer
oil (2 liter) Panel Board 18"x26"x9" and internal wiring etc: complete.
from MCU to electric motor 3-7/.052 insulted wire
660 volts grade in 50.8 mm (2") PVC conduit on surface as required i/c
providing and fixing earthing set 0.6mx0.6m(2'x2'x1/4") copper plate burried
out in the ground at depth 3.7m (12") as per Pak: PWD specification and
testing the pumping set against the required head and discharge of 72 hours
etc: complete.
|  | 2 | Set |  | @Rs: |  | 333000 |  | P/Set | Rs: | 666000 | 14416
SUCTION AND DELIVERY
2 | Providing G.I pipes and specials etc: i/c fixing cutting and fitting
complete with & i/c the cost of cutting trench upto 2-1/2' deep
refilling watering ramming and disposal of surplus earth within
one chain and painting 2 coats of bitumen paid to pipes and
specials afrer cleaning and hassain cloth soaked in maxphalt
composition wrapped tightly round pipes and testing to a pressure
head of 200 ft and ghandling. (Sant: Sch: I-1, P-14).
| Delivery line |  | 1 | x | 500 |  |  | = | 500 | Rft
| Suction line |  | 2 | x | 15 |  |  | = | 30 | Rft
[9 empty] | 530 | Rft
| 3" dia | 530 | Rft. |  | @Rs: |  | 355.47 |  | P/Rft. | Rs: | 188399.1 | 14416
3 | Providing installing M.S flange made out of M.S sheet i/c cutting drilling
holes and welding with M.S pipe etc: complete. (Sant: Sch: I-1, P-5)
| Delivery line |  | 1 | x | 50 |  |  | = | 50 | Nos:
| Suction line |  | 2 | x | 6 |  |  | = | 12 | Nos:
[9 empty] | 62 | Nos:
| 3" dia | 62 | Nos: |  | @Rs: |  | 500.89 |  | Each | Rs: | 31055.18 | 14416
4 | C.I Bend with flanged end with holes i/c turning and facing of flanges
for all sizes. (P.H.S (M) I. No 5 P/ 12)
| Delivery line |  | 90 Degree |  | 1 | x | 4 |  | 4
| 4 | x | 45 |  | / |  | 112 |  | 1.6071 | Cwt
| Suction line |  | 90 Degree |  | 1 | x | 4 |  | 4
| 4 | x | 45 |  | / |  | 112 |  | 1.6071 | Cwt
[9 empty] | 3.2143 | Cwt
|  | 3.2143 | Cwt |  | @Rs: |  | 6096 |  | P/Cwt | Rs: | 19593.8857 | 4007
5 | C.I Tee with flanged end with holes i/c turning and facing of flanges
for all sizes. (P.H.S (M) I. No 5 P/ 12)
[5 empty] | 1 | x | 2 |  | 2
| 2 | x | 55 |  | / |  | 112 |  | 0.98214 | Cwt
|  | 0.98214 | Cwt |  | @Rs: |  | 6096 |  | P/Cwt | Rs: | 5986.7429 | 4007
P.E bend 90 degree (P.H.S.(M).I-B, P-18) PN-10
| 3”dia Suction &Delivery |  | 6 |  | x |  | 1 |  | 6 | Nos:
|  |  | Nos: |  | @Rs: |  | 1397 |  | Each | Rs: | 0 | 1585
P.E Tee 3" dia (P.H.S.(M).I-B, P-18) PN-10
| 3”dia Suction &Delivery |  | 1 |  | x |  | 1 |  | 1 | Nos:
|  |  | Nos: |  | @Rs: |  | 1676 |  | Each | Rs: | 0 | 1585
6 | C.I sluice valve heavy pattern test pressure 21 kg /sq, cm or 300 lbs /sq inch
(P.H.S (M) I No 16 P/ 11)
| 6" dia |  | Nos: |  | @Rs: |  | 9360 |  | Each. | Rs: | 0
| 3" dia | 2 | Nos: |  | @Rs: |  | 4290 |  | Each. | Rs: | 8580
7 | Reflex valve heavy pattern test pressure 21 kg /sq, cm or 300 lbs /sq inch
(P.H.S (M) I No C P/ 11)
| 3"dia. | 2 | Nos: |  | @Rs: |  | 1543.75 |  | Each. | Rs: | 3087.5 | 3088
8 | C.I tapered flat bottomed or central tapered flanged end with holes
i/c turning facing flanged for all sizes (P.H.S. (M) I. No 7 P/ 11)
| Reducer 3”x2-1/2” |  |  |  | 1 | x | 2 | = | 2 | Nos:
| 2 | x | 35 |  | / |  | 112 |  | 0.625 | Cwt
|  | 0.625 | Cwt. |  | @Rs: |  | 6096 |  | P/Cwt. | Rs: | 3810 | 5669
9 | Foot valve heavy pattern with cone type gate imported
(P.H.S (M) I No 4 P/ 11)
| 3"dia. | 2 | Nos: |  | @Rs: |  | 731.25 |  | Each. | Rs: | 1462.5 | 3088
11 | Jointing C.I/M.S flanged and specials pipes and inside a trenches i/c
supplying of the rubber packing of the required thickness nuts bolts
and washers etc and other tools required for jointing and testing the
joints in the specified pressure etc complete (P.H.S I No 1 P/ 40)
| 3" dia. | 37 | Nos: |  | @Rs: |  | 499 |  | P/Joint. | Rs: | 18462.6 | 7984
[10 empty] | Rs: | 946437.5086 | 74261
| Add: | 10% | Contractor profit on sch: of Mat: | [5 empty] | 42520.6286 | Rs: | 4252.0629
[9 empty] | TOTAL | Rs: | 950689.5714

## Motor (Hegan)
DETAILED WORKING ESTIMATE FOR
PROVIDING ELECTRIC MOTOR 100 BHP FOR 5 NOS: STAGES AND REPAIR OF PUMPS PANNEL BOARDS FOR HENGAN SOURCE AT W/S/SCH: GORAKH HILL
A | SUPPLY OF ELECTRIC MOTOR
1 | Supplying A.C Electrict Motor (Siemens made) 100 BHP 2900 RPM
| i). | At Hengan Source |  |  | 1 | No:
| ii). | At Multi stage |  |  | 1 | Nos:
[5 empty] | 2 | Nos:
|  | 2 | Nos: |  |  | @Rs: | 657700 |  | P/Set | Rs: | 1315400 |  | 14416
| Add: | 18% | Sales tax |  |  | Rs: | 118386
[6 empty] | Rs: | 776086 |  | P/Set | Rs: | 1552172
2 | Providing installing and testing automatic (Voltage) stablizer
for 100 BHP motor required for regulating the low voltage
i/c all labour chages etc: complete. (Non Schedule Item).
|  | 4 | Nos: |  |  | @Rs: | 375000 |  | Each | Rs: | 1500000 |  | 14416
[9 empty] | TOTAL | Rs: | 4367572
B | REPAIR OF PUMPS
1 | Dismantling and taking out Turbine Pump for Repair & Re-Installing
the same position i/c cartage at site of work.
(Rate approved in W/S/Sch: Fazul Jamali O/M).
| 4 | No: |  |  |  | @Rs: | 15000 |  | Each. | Rs: | 60000
2 | Repair of pump i/c replacement of M.S shaft, ball bearing, body,
neck, gland, bush, stud nuts and bolts, C.I Impeller etc: complete i/c
labour charges and transportation charges. (Approved rate)
Multi stage pumps 65-13 (6 Nos:)
| Stages of Pump |  | 4 | x | 13 | = | 52 | Stages
|  | 52 | Stages |  |  | @Rs: | 15000 |  | Each | Rs: | 780000
3 | Providing & laying (MAIN OR SUB MAIN) PVC insulated
with size 4-7/.052(10mm2) copper conductor in 1-1/2" dia PVC
conduit recessed in the wall or column as required.(E.S.I-41,P-6).
|  |  | 4 | x | 30 | = | 120 | Metters
|  | 120 | Meters |  |  | @Rs: | 858 |  | P/Meter | Rs: | 102960
4 | Providing & laying (MAIN OR SUB MAIN) PVC insulated
and PVC sheeted with 4 core copper conductor 600/1000
volts size 25mm2 (E.S.I-301, P-12).
| For Hengan |  | 1 | x | 150 | = | 150 | Metters
|  | 150 | Meters |  |  | @Rs: | 1909 |  | P/Meter | Rs: | 286350
5 | Providing and fixing DP i/c change over switch 500 volts
400 amp: on a prepared board. (Elec: Sch: I-200, P-30)
|  | 4 | Nos: |  |  | @Rs: | 34588 |  | Each | Rs: | 138352
[9 empty] | TOTAL | Rs: | 1367662
C | REPAIR OF PANNEL BOARD
1 | Providing and fixing circuit breaker 125, 150, 200 & 225 amp:
TP (XS-225NS) on prepared board as required
(Elec: Sch: I-208, P-31)
|  | 4 | Nos: |  |  | @Rs: | 25541 |  | Each | Rs: | 102164
2 | Providing and fixing Magnetic contractor FC190N as required
and as per instruction of EI. (Elec:Sch: I-259, P-37)
|  | 4 | Nos: |  |  | @Rs: | 43310 |  | Each | Rs: | 173240
3 | Providing and fixing coil for FC65N, FC65NS & FC80N
after removing of existing burnt / damage / old coil after
disconnection of main power supply and reconnection the
same after fixing the coil aws required as per instruction of EI.
(Elect: Sch: I-293, P-42)
|  |  | 2 | x | 2 | = | 4 | Nos:
|  | 4 | Nos: |  |  | @Rs: | 2825 |  | Each | Rs: | 11300
4 | Providing and fixing Ovderload relays for sizes 6, 7, 8, 8A &
11 model FT190 as required and as per instruction of EI.
(Elec: Sch: I-266, P-38)
|  | 2 | Nos: |  |  | @Rs: | 15861 |  | Each | Rs: | 31722
5 | Providing and fixing Ampere meters size 96/96 mm Direct 15A, 30A,
50A, 60A & 100A as required and as per instruction of EI
(Elec: Sch: I-284, P-41)
|  | 4 | Nos: |  |  | @Rs: | 1054 |  | Each | Rs: | 4216
6 | Providing and fixing Volt meters size 96/96 mm 500 volt
as required and as per instruction of EI
(Elec: Sch: I-285, P-41)
|  | 4 | Nos: |  |  | @Rs: | 999 |  | Each | Rs: | 3996
7 | Providing and fixing Amps photo cell (National Japan) after
removing of existing burnt / damage / old photo cell after
disconnection of main power supply and reconnection the
same after fixing of photo cell as required as per instruction of EI.
(Elec: Sch: I-287, P-41)
|  | 4 | Nos: |  |  | @Rs: | 4494 |  | Each | Rs: | 17976
8 | Providing and fixing Timer 500 hours power backup (National)
after removing of existing burnt / damage / old timer after
disconnection of main power supply and reconnection the same
after fixing the timer as reaquired as per instruction of EI.
(Elec: Sch: I-288, P-41)
|  | 4 | Nos: |  |  | @Rs: | 9609 |  | Each | Rs: | 38436
[9 empty] | TOTAL | Rs: | 383050 |  | #REF!
D | PROVIDING G.I PIPES
1 | Providing G.I pipes and specials etc: i/c fixing cutting and fitting
complete with & i/c the cost of cutting trench upto 2-1/2' deep
refilling watering ramming and disposal of surplus earth within
one chain and painting 2 coats of bitumen paid to pipes and
specials afrer cleaning and hassain cloth soaked in maxphalt
composition wrapped tightly round pipes and testing to a pressure
head of 200 ft and ghandling. (Sant: Sch: I-1, P-14).
| 4" dia | 6000 | Rft. |  |  | @Rs: | 887.24 |  | P/Rft. | Rs: | 5323440 |  | 14416
2 | Reflex valve heavy pattern test pressure 150 kg /sq, cm or 1800 lbs /sq inch
(Approved rate)
| 4" dia | 10 | Nos: |  |  | @Rs: | 35000 |  | Each | Rs: | 350000 |  | 14416
3 | Supplying Air valve double acting 4"& 6" (P.H.S.(M).I-8, P-106)
|  |  | 1 | x | 20 | = | 20 | Nos:
| 6"/4" dia | 20 | Nos: |  |  | @Rs | 6000 |  | Each | Rs | 120000
4 | C.I Bend with flange end with holes i/c turning and
facing of flanges for all sizes (P.H.S.(M).I-8, P-12)
| Long Bend |  | 1 | x | 10 | = | 10 | Nos:
| 10 | x | 115 | = | 1150 | / | 112 | = | 10.2679 | Cwt
| 6"/4" dia | 10.2679 | Cwt |  |  | @Rs | 6096 |  | P/Cwt | Rs | 62592.8571
[10 empty] | Rs: | 5856032.8571
10 | Cartage of G.I pipes from 35 KM upto top of Gorakh Hill.
(R.A Approved)
(From 35 K.M upto top of Gorakh Hill)
| (Lead | 15 | miles)
| 4" dia |  | 6000 | Rft |  | @Rs: | 38 |  | P/Rft | Rs: | 228000
[10 empty] | Rs: | 6084032.8571
| Add: | 20% | on estimated cost. | [6 empty] | Rs: | 1216806.5714
[9 empty] | TOTAL | Rs: | 7300839.4286
E | REPAIR OF DIESEL ENGINE I/C PUMP
1 | Dismantling and taking out Turbine/ Multi stage Pump
for Repair & Re-Installing the same position i/c cartage
at site of work. (Rate approved).
| 3 | No: |  |  |  | @Rs: | 15000 |  | Each. | Rs: | 45000
2 | Repair of pump i/c replacement of M.S shaft, ball bearing, body,
neck, gland, bush, stud nuts and bolts, C.I Impeller etc: complete i/c
labour charges and transportation charges. (Approved rate)
Multi stage pumps 65-13 (9 Nos:)
| Stages of Pump |  | 3 | x | 13 | = | 39 | Stages
|  | 39 | Stages |  |  | @Rs: | 15000 |  | Each | Rs: | 585000
3 | Repair of Diesel Oil Engine 60 BHP coupled with Multi stage pump
(Approved rate)
| 3 | No: |  |  |  | @Rs: | 135000 |  | Each. | Rs: | 405000
[10 empty] | Rs: | 1035000
F | CONSTRUCTION OF ADDITIONAL PUMP HOUSE (5 NOS:)
FOR ELECTRIC CONTROL
[6 empty] | Size | 12 | x | 10
1 | Excavation in rock dressed to designed section, grades and profiles
excavated material disposal off within 100 ft lift upto 5ft
(a) soft rock slate schist or laterite work with pick and crow bar.
(G.S.I-6, P-2)
Long Wall | 2 | x | 15.75 | x | 3 | x | 2 | = | 189 | Cft.
S/Wall | 2 | x | 7.75 | x | 3 | x | 2 | = | 93 | Cft.
Steps | 1 | x | 5 | x | 4 | x | 0.5 | = | 10 | Cft.
[9 empty] | 292 | Cft.
| 5 | x | 292 |  |  |  |  | = | 1460 | Cft.
| 1460 | Cft. |  |  |  | @Rs: | 3176.25 |  | P%0 Cft | Rs: | 4637.325
2 | Cement concrete brick or stone ballast 1 ½” to 2” gauge.
(Ratio 1:4:8) (G.S.I No. 4 P/ 14)
Long Wall | 2 | x | 15.75 | x | 3 | x | 0.5 | = | 47.25 | Cft.
S/Wall | 2 | x | 7.75 | x | 3 | x | 0.5 | = | 23.25 | Cft.
Steps | 1 | x | 5 | x | 4 | x | 0.5 | = | 10 | Cft.
Floor | 1 | x | 12 | x | 10 | x | 0.33 | = | 39.6 | Cft.
[9 empty] | 120.1 | Cft.
| 5 | x | 120.1 |  |  |  |  | = | 600.5 | Cft.
| 600.5 | Cft. |  |  |  | @Rs: | 9416.28 |  | P%Cft | Rs: | 56544.7614
3 | Course ruble masonery i/c hammer dressing in cement sand mortor (1:4)
(G.S.I.No 2 P/ 26)
Long Wall | 2 | x | 14.25 | x | 1.5 | x | 4.5 | = | 192.375 | Cft.
S/Wall | 2 | x | 9.25 | x | 1.5 | x | 4.5 | = | 124.875 | Cft.
[9 empty] | 317.25 | Cft.
| 5 | x | 317.25 |  |  |  |  | = | 1586.25 | Cft.
| 1586.25 | Cft. |  |  |  | @Rs: | 26475 |  | P%Cft | Rs: | 419959.6875
4 | Filling Watering and ramming earth in floor with new earth excavated from
out side lead upto 1 chain and lift upto 5' (G.S.I No 22 P- 4)
Floor | 1 | x | 12 | x | 10 | x | 3 | = | 360 | Cft
| 5 | x | 360 |  |  |  |  | = | 1800 | Cft.
| 1800 | Cft |  |  |  | @Rs: | 3630 |  | P%0Cft | Rs: | 6534
5 | Course ruble masonery i/c hammer dressing in cement sand mortor (1:4)
(G.S.I. No 4 P/ 27)
L/Wall | 2 | x | 13.75 | x | 1 | x | 10 | = | 275 | Cft
S/Wall | 2 | x | 9.75 | x | 1 | x | 10 | = | 195 | Cft
Step | 1 | x | 5 | x | 4 | x | 0.75 | = | 15 | Cft
Step | 1 | x | 5 | x | 2 | x | 0.75 | = | 7.5 | Cft
Step | 1 | x | 5 | x | 1 | x | 0.75 | = | 3.75 | Cft
[9 empty] | 496.25 | Cft
Deduction
Door | 1 | x | 3.5 | x | 1 | x | 7 | = | 24.5 | Cft
Window | 1 | x | 3 | x | 1 | x | 4 | = | 12 | Cft
Lintel | 1 | x | 4.5 | x | 1 | x | 0.5 | = | 2.25 | Cft
Lintel | 1 | x | 4 | x | 1 | x | 0.5 | = | 2 | Cft
[9 empty] | 40.75 | Cft
Net Qutty: |  |  | 496.25 | - | 40.75 |  |  | = | 455.5 | Cft
| 5 | x | 455.5 |  |  |  |  | = | 2277.5 | Cft.
| 2277.5 | Cft |  |  |  | @Rs: | 27034.98 |  | P%Cft | Rs: | 615721.6695
6 | R.C.C work i/c all labour and material except the cost of steel
reinforcement and its labour for b/b which will be paid separately.
This rate also i/c all kinds of forms moulds lifting, shutting, curing,
rendering and finishing the exposed surface (i/c s/w of shingle) (a) R.C work in
roof slab beams columns rafts lintels and other structural members laid in
situ or prrecast laid in position complete in all respect. (I) Ratio 2:2:4 Lbs
cement2 Cft, sand 4 cft shingle1/8” to ¼” gauge. (G.S.I No. 6 P/ 16).
Roof | 1 | x | 16.75 | x | 14.25 | x | 0.5 | = | 119.3438 | Cft
P/Beam
Long Wall | 2 | x | 14.25 | x | 1.5 | x | 1 | = | 42.75 | Cft.
S/Wall | 2 | x | 9.25 | x | 1.5 | x | 1 | = | 27.75 | Cft.
Lintels
L/Wall | 2 | x | 13.75 | x | 1 | x | 1 | = | 27.5 | Cft
S/Wall | 2 | x | 9.75 | x | 1 | x | 1 | = | 19.5 | Cft
[9 empty] | 236.8438 | Cft
| 5 | x | 236.8438 |  |  |  |  | = | 1184.2188 | Cft.
| 1184.2188 | Cft |  |  |  | @Rs: | 337 |  | P/Cft | Rs: | 399081.7188
7 | Fabrication of mild steel reinforcement for C.C i/c cutting, bending,
laying in position making joints and fastening i/c cost of binding wire
(also i/c removal of rust from bars).(G.S.I No 8 P/ 16)
| 1184.2188 | x | 5 | / | 112 |  |  | = | 52.8669 | Cwt
| 52.8669 | Cwt |  |  |  | @Rs: | 5001.7 |  | P/Cwt | Rs: | 264424.4162
8 | Providing and laying 3” thick to toping Cement Concrete (1:2:4) I/c surface,
finishing and dividing in to panel (GSI No. 16 P/41)
| 1 | x | 12 | x | 10 |  |  | = | 120 | Sft
| 5 | x | 120 |  |  |  |  | = | 600 | Cft.
| 600 | Sft |  |  |  | @Rs: | 4411.82 |  | P%Sft | Rs: | 26470.92
9 | Cement, Plaster (1:6) up to 12’ height ½” thick (G.S.I. No.13 P/51)
In Side | 2 | x | 12 | x | 10 |  |  | = | 240 | Sft
Inside | 2 | x | 10 | x | 10 |  |  | = | 200 | Sft
[9 empty] | 440 | Sft
Deduction
Door | 1 | x | 3.5 | x | 7 |  |  | = | 24.5 | Sft
Window | 1 | x | 3 | x | 4 |  |  | = | 12 | Sft
[9 empty] | 36.5 | Sft
Net Qutty: | 440 | - | 36.5 |  |  |  |  | = | 403.5 | Sft
| 5 | x | 403.5 |  |  |  |  | = | 2017.5 | Cft.
| 2017.5 | Sft |  |  |  | @Rs: | 2206.6 |  | P%Sft | Rs: | 44518.155
10 | Cement, Plaster (1:4) up to 12’ height 3/8” thick (G.S.I. No.11 P/51)
| 2017.5 | Sft |  |  |  | @Rs: | 2197.52 |  | P%Sft | Rs: | 44334.966
11 | Pointing flush on stone work in cement mortor (1:3) (G.S.I. No.20 P/52)
Out side | 2 | x | 13.75 | x | 10 |  |  | = | 275 | Sft
| 2 | x | 11.25 | x | 10 |  |  | = | 225 | Sft
[9 empty] | 500 | Sft
Deduction
Door | 1 | x | 3.5 | x | 7 |  |  | = | 24.5 | Sft
Window | 1 | x | 3 | x | 4 |  |  | = | 12 | Sft
[9 empty] | 36.5 | Sft
Deduction | 500 | - | 36.5 |  |  |  |  | = | 463.5 | Sft
| 5 | x | 463.5 |  |  |  |  | = | 2317.5 | Cft.
| 2317.5 | Sft |  |  |  | @Rs: | 1758.08 |  | P%Sft | Rs: | 40743.504
12 | Making and fixing steel grated door with 1/16” thick sheeting angle iron
frame 2”x2”x 3/8” and ¾” sq: bars 4” Center to center with
locking arrangement (G.S.I. No.24 P/91)
Door | 1 | x | 4 | x | 7 |  |  | = | 28 | Sft
| 5 | x | 28 |  |  |  |  | = | 140 | Cft.
| 140 | Sft |  |  |  | @Rs: | 726.72 |  | P/Sft | Rs: | 101740.8
13 | Fabrication of heavy steel work with angles tees, flat iron round iron and sheet iron
for making trsses girders, tanks etc: i/c cutting tanks etc: i/c cutting drilling riveting
handling assembling and fixing but excluding erection in positiion. (CSI- 2, P-91)
| 1 | x | 3 | x | 4 | x | 9.5 / 112 | = | 1.0179 | Cwt
| 5 | x | 1.0179 |  |  |  |  | = | 5.0893 | Cwt
| 5.0893 | Cwt |  |  |  | @Rs: | 4928.49 |  | P/Cwt | Rs: | 25082.4938 |  |  |  | 15032
.
14 | Erection and fitting in position of iron trusses staging of water tanks etc:
(C.S.I.No. 3 P/ 91)
| Qty: same as item No: |  |  |  |  | 0 |  |  | 5.0893 | Sft.
| 5.0893 | Cwt |  |  |  | @Rs: | 271.04 |  | P/Cwt | Rs | 1379.4 |  |  |  | 827
15 | Supplying and fixing in position iron steel grill of ¾” x ¼” size flat iron of
approved design i/c painting 03 coats etc complete (weight not to be less
than 3 Lbs/sq: foot of finished grill) (G.S.I. NO.26 P/92)
| Window | 1 | x | 3 | x | 4 |  | = | 12 | Sft
|  | 5 | x | 12 |  |  |  | = | 60 | Cft.
| 60 | Sft |  |  |  | @Rs: | 180.5 |  | P/Sft | Rs: | 10830
16 | PAINTING NEW SURFACE
Preparing surface and painting of door and window any type i/c
Edges 3 coats (G.S.I. No.5 P/69)
Door | 2 | x | 1 | x | 4 | x | 7 | = | 56 | Sft
Window | 2 | x | 1 | x | 3 | x | 4 | = | 24 | Sft
[9 empty] | 80 | Sft
| 5 | x | 80 |  |  |  |  | = | 400 | Cft.
| 400 | Sft |  |  |  | @Rs: | 2116.41 |  | P%Sft | Rs: | 8465.64
17 | White washing of three coats (G.S.I. No.26 P/53)
Ceiling | 1 | x | 12 | x | 10 |  |  | = | 120 | Sft
Chhaja | 2 | x | 16.75 | x | 1.5 |  |  | = | 50.25 | Sft
Chhaja | 2 | x | 14.25 | x | 1.5 |  |  | = | 42.75 | Sft
[9 empty] | 213 | Sft
| 5 | x | 213 |  |  |  |  | = | 1065 | Cft.
| 1065 | Sft |  |  |  | @Rs: | 829.95 |  | P%Sft | Rs: | 8838.9675
18 | Color Washing (2 coats) (G.S.I.No:25, P/53).
| Qtty: of Item No. |  |  |  |  | 0 |  |  | 2017.5 | Sft
| Qtty: of Item No. |  |  |  |  | 0 |  |  | 2317.5 | Sft
[9 empty] | 4335 | Sft
| 4335 | Sft |  |  |  | @Rs: | 859.9 |  | P%Sft | Rs: | 37276.665
Providing and fixing C.I manhole cover with framme
i/c cost of material etc: (P.H.S.(M)I-14, P-167) Size 2'x2'
|  |  |  | 1 | x | 1 |  |  |  | = | 1 | Cwt
|  | 5 | x | 1 | [5 empty] | = | 5 | Cwt
|  | Cwt. | [7 empty] | @Rs: | 4318 | P/Cwt. | Rs: | 0
20
19 | Supplying R.S.J channel section 8"x4" Girders.
(Sch: of Sant: I-141, P-80)
|  |  | 13.5 | x | 10 | / | 112 | = | 1.2054 | Cwt
|  | 5 | x | 1.2054 |  |  |  | = | 6.0268 | Cwt
| 6.0268 | Cwt. |  |  |  | @Rs: | 3575 |  | P/Cwt. | Rs: | 21545.7589
[10 empty] | Rs: | 2142454.8485
20 | CARTAGE OF MATERIAL
Hill Sand From Bolhari
| 2299.2712 | Cft |  |  |  | @Rs: | 6600.2 |  | P%Cft | Rs: | 151756.501
Bajri Shingle from Laki
| 1174.1125 | Cft |  |  |  | @Rs: | 3930.28 |  | P%Cft | Rs: | 46145.9088
Stone From Amri
| 8303.98 | Cft |  |  |  | @Rs: | 4483.8 |  | P%Cft | Rs: | 372333.8552
Bricks 1000 No.
| 0 | Nos: |  |  |  | @Rs: | 2024.24 |  | P%0Nos | Rs: | 0
Cement From Zeel Pak Hyderabad
| 574.4575 | Bags |  |  |  | @Rs: | 116.73 |  | P/Bag | Rs: | 67056.424
Steel Hyderabad
| 52.8669 | Cwt |  |  |  | @Rs: | 65.6764 |  | P/Cwt | Rs: | 3472.1082
[9 empty] | Total | Rs: | 2783219.6457
[6 empty] | G. TOTAL A, B, C, D, E& F. |  |  |  | Rs: | 17237343.0743

## P.Mat (Hengan)
Material Statement
CONSTRUCTION OF ADDITIONAL PUMP HOUSE (5 NOS:)
S.No: | Item | Qty: | Hill sand | Bajri | Stone | Bricks | Cement
| C.C Stone Ballest 1:4:8 | 600.5 | 288.24 | 0 | 576.48 | 0 | 57.648
| C.C. Plain 1:3:6 |  | 0 | 0 | 0 | 0 | 0
| Pacca Brick Work 1:6 |  | 0 | 0 | 0 | 0 | 0
| Course ruble masonery 1:4 | 3863.75 | 1236.4 | 0 | 3863.75 | 0 | 247.28
| R.C.C Work 1:2:4 | 1184.2188 | 521.0562 | 1042.1125 | 0 | 0 | 208.4225
| C.C Toping 1:2:4 3" thick | 600 | 66 | 132 | 0 | 0 | 26.4
| Cement Plaster 1:6 1/2" Thick | 2017.5 | 80.7 | 0 | 0 | 0 | 10.6928
| Cement Plaster 1:4 3/8" Thick | 2017.5 | 60.525 |  | 3863.75 | 0 | 11.4998
| Pointing flush on stone 1:3 | 2317.5 | 46.35 | 0 | 0 | 0 | 12.5145
| Total |  | 2299.2712 | 1174.1125 | 8303.98 | 0 | 574.4575
| SAY |  | 2299.2712 | 1174.1125 | 8303.98 | 0 | 574.4575

## lead (H)
RATE ANALYSIS CARRAIGE
SCHEDULE OF CARRAGE RATE VALUME-III PART-IV
NAME OF WORK |  |  | WATER SUPPLY SCBHEME GORAKH HILL
Carriage of 100 cft / 5 tons of all material like stone aggregate spqwl, coal lime struck etc: B.G rails fastening points and crossing bridges, girds pipes sheets rails M.S bars etc: or 1000 Nos. bricks 10”x5”x3” or 150 of timer or 100 mounds of fuel wood by trucks of any other means owned by the contractor.
a) | Hill Sand From Bolhari |  |  | 185 | Miles ) |  |  |  |  | 118
| 1st to 6th mile | [6 empty] | Rs: | 771.96 | 7
[10 empty] | 60 | 0 | 60
| Remaining | 179 |  | @Rs: | 32.56 |  | P/ Mile | Rs: | 5828.24 | 185
[8 empty] | Total | 6600.2
b) | Bajri Shingle from Laki |  |  | 103 | Miles )
| 1st to 6th mile | [6 empty] | Rs: | 771.96
| Remaining | 97 |  | @Rs: | 32.56 |  | P/ Mile | Rs: | 3158.32
[8 empty] | Total | 3930.28
c) | Stone From Amri |  | 120 | Miles )
| 1st to 6th mile | [6 empty] | Rs: | 771.96
| Remaining | 114 |  | @Rs: | 32.56 |  | P/ Mile | Rs: | 3711.84
[8 empty] | Total | 4483.8
d) | Bricks 1000 No. |  | 60 | Miles )
| 1st to 6th mile | [6 empty] | Rs: | 617.54
| Remaining | 54 |  | @Rs: | 26.05 |  | P/ Mile | Rs: | 1406.7
[8 empty] | Total | 2024.24
e) | Cement From Zeel Pak Hyderabad |  |  |  | 184 | Miles )
| 1st to 2nd mile | [6 empty] | Rs: | 7.53
| Remaining | 182 |  | @Rs: | 0.6 |  | P/ Mile | Rs: | 109.2
[8 empty] | Total | 116.73
e) | Steel Hyderabad |  |  |  | 184 | Miles )
| 1st to 6th mile | [6 empty] | Rs: | 771.96
| Remaining | 178 |  | @Rs: | 32.56 |  | P/ Mile | Rs: | 5795.68
[8 empty] | Total | 6567.64
[8 empty] | P/Cwt | 65.6764

## Mach. (N.Gaj
DETAILED WORKING ESTIMATE FOR
PUMPING MACHINARY AT NAI GAJ SOURCE W/S/SCH: GORAKH HILL
1 | Supplying installing in position i/c transportation at site of work Electric pumping
set consisting A.C Electrict Motor (KSB made) 15 BHP 2900 RPM
(framme 160 M coupled with ETA NORMS Pump
65-200 size 3"x2-1/2" mounted on KSB steel framme or base plate capable of
discharging 125 gallons against the head of 150 ft i/c installation of pumping
set on c.c foundation 1:2:4 and (Ratio 1:4:8) with stone ballest with M.S nuts
and bolts of 5/8" dia to be embeded in c.c foundation i/c
S/F Automatic Motor Control Unit (MCU)consist oil starter
(MECCO Pakistan) MCCB Breaker 10-A to 50-A (Shihlin Taiwan)
Cutout 60-A (China) Amp: Meter (60/5A) (SELCO China) volt meter
(500-V (SELCO China) Phase indication Light (China) include transformer
oil (2 liter) Panel Board 18"x26"x9" and internal wiring etc: complete.
from MCU to electric motor 3-7/.052 insulted wire
660 volts grade in 50.8 mm (2") PVC conduit on surface as required i/c
providing and fixing earthing set 0.6mx0.6m(2'x2'x1/4") copper plate burried
out in the ground at depth 3.7m (12") as per Pak: PWD specification and
testing the pumping set against the required head and discharge of 72 hours
etc: complete.
|  | 2 | Set |  | @Rs: |  | #REF! |  | P/Set | Rs: | #REF! | 14416
SUCTION AND DELIVERY
2 | Providing G.I pipes and specials etc: i/c fixing cutting and fitting
complete with & i/c the cost of cutting trench upto 2-1/2' deep
refilling watering ramming and disposal of surplus earth within
one chain and painting 2 coats of bitumen paid to pipes and
specials afrer cleaning and hassain cloth soaked in maxphalt
composition wrapped tightly round pipes and testing to a pressure
head of 200 ft and ghandling. (Sant: Sch: I-1, P-14).
| Delivery line |  | 1 | x | 500 |  |  | = | 500 | Rft
| Suction line |  | 2 | x | 15 |  |  | = | 30 | Rft
[9 empty] | 530 | Rft
| 3" dia | 530 | Rft. |  | @Rs: |  | 355.47 |  | P/Rft. | Rs: | 188399.1 | 14416
3 | Providing installing M.S flange made out of M.S sheet i/c cutting drilling
holes and welding with M.S pipe etc: complete. (Sant: Sch: I-1, P-5)
| Delivery line |  | 1 | x | 50 |  |  | = | 50 | Nos:
| Suction line |  | 2 | x | 6 |  |  | = | 12 | Nos:
[9 empty] | 62 | Nos:
| 3" dia | 62 | Nos: |  | @Rs: |  | 500.89 |  | Each | Rs: | 31055.18 | 14416
4 | C.I Bend with flanged end with holes i/c turning and facing of flanges
for all sizes. (P.H.S (M) I. No 5 P/ 12)
| Delivery line |  | 90 Degree |  | 1 | x | 4 |  | 4
| 4 | x | 45 |  | / |  | 112 |  | 1.6071 | Cwt
| Suction line |  | 90 Degree |  | 1 | x | 4 |  | 4
| 4 | x | 45 |  | / |  | 112 |  | 1.6071 | Cwt
[9 empty] | 3.2143 | Cwt
|  | 3.2143 | Cwt |  | @Rs: |  | 6096 |  | P/Cwt | Rs: | 19593.8857 | 4007
5 | C.I Tee with flanged end with holes i/c turning and facing of flanges
for all sizes. (P.H.S (M) I. No 5 P/ 12)
[5 empty] | 1 | x | 2 |  | 2
| 2 | x | 55 |  | / |  | 112 |  | 0.98214 | Cwt
|  | 0.98214 | Cwt |  | @Rs: |  | 6096 |  | P/Cwt | Rs: | 5986.7429 | 4007
P.E bend 90 degree (P.H.S.(M).I-B, P-18) PN-10
| 3”dia Suction &Delivery |  | 6 |  | x |  | 1 |  | 6 | Nos:
|  |  | Nos: |  | @Rs: |  | 1397 |  | Each | Rs: | 0 | 1585
P.E Tee 3" dia (P.H.S.(M).I-B, P-18) PN-10
| 3”dia Suction &Delivery |  | 1 |  | x |  | 1 |  | 1 | Nos:
|  |  | Nos: |  | @Rs: |  | 1676 |  | Each | Rs: | 0 | 1585
6 | C.I sluice valve heavy pattern test pressure 21 kg /sq, cm or 300 lbs /sq inch
(P.H.S (M) I No 16 P/ 11)
| 6" dia |  | Nos: |  | @Rs: |  | 9360 |  | Each. | Rs: | 0
| 3" dia | 2 | Nos: |  | @Rs: |  | 4290 |  | Each. | Rs: | 8580
7 | Reflex valve heavy pattern test pressure 21 kg /sq, cm or 300 lbs /sq inch
(P.H.S (M) I No C P/ 11)
| 3"dia. | 2 | Nos: |  | @Rs: |  | 1543.75 |  | Each. | Rs: | 3087.5 | 3088
8 | C.I tapered flat bottomed or central tapered flanged end with holes
i/c turning facing flanged for all sizes (P.H.S. (M) I. No 7 P/ 11)
| Reducer 3”x2-1/2” |  |  |  | 1 | x | 2 | = | 2 | Nos:
| 2 | x | 35 |  | / |  | 112 |  | 0.625 | Cwt
|  | 0.625 | Cwt. |  | @Rs: |  | 6096 |  | P/Cwt. | Rs: | 3810 | 5669
9 | Foot valve heavy pattern with cone type gate imported
(P.H.S (M) I No 4 P/ 11)
| 3"dia. | 2 | Nos: |  | @Rs: |  | 731.25 |  | Each. | Rs: | 1462.5 | 3088
11 | Jointing C.I/M.S flanged and specials pipes and inside a trenches i/c
supplying of the rubber packing of the required thickness nuts bolts
and washers etc and other tools required for jointing and testing the
joints in the specified pressure etc complete (P.H.S I No 1 P/ 40)
| 3" dia. | 37 | Nos: |  | @Rs: |  | 499 |  | P/Joint. | Rs: | 18462.6 | 7984
[10 empty] | Rs: | #REF! | 74261
| Add: | 10% | Contractor profit on sch: of Mat: | [5 empty] | 42520.6286 | Rs: | 4252.0629
[9 empty] | TOTAL | Rs: | #REF!

## Motor (N.Gaj)
DETAILED WORKING ESTIMATE FOR
PROVIDING ELECTRIC MOTOR 100 BHP FOR 5 NOS: STAGES AND REPAIR OF PUMPS PANNEL BOARDS FOR NAI GAJ SOURCE AT W/S/SCH: GORAKH HILL
A | SUPPLY OF ELECTRIC MOTOR
1 | Supplying A.C Electrict Motor (Siemens made) 100 BHP 2900 RPM
| i). | At Gaj Source |  |  | 1 | No:
| ii). | At Multi stage No:2 |  |  | 2 | Nos:
| iii). | At 30 K.M No:3 |  |  | 1 | No:
| iv). | At 35 K.M No:4 |  |  | 1 | No:
| v). | At 38 K.M No:5 |  |  | 1 | No:
[5 empty] | 6 | Nos:
|  | 6 | Nos: |  |  | @Rs: | 657700 |  |  |  |  | 14416
| Add: | 18% | Sales tax |  |  | Rs: | 118386
[6 empty] | Rs: | 776086 |  | P/Set | Rs: | 4656516
2 | Providing installing and testing automatic (Voltage) stablizer
for 100 BHP motor required for regulating the low voltage
i/c all labour chages etc: complete. (Non Schedule Item).
|  | 3 | Nos: |  |  | @Rs: | 375000 |  | Each | Rs: | 1125000 | 14416
[9 empty] | TOTAL A | Rs: | 1125000
B | REPAIR OF PUMPS
1 | Dismantling and taking out Turbine Pump for Repair & Re-Installing
the same position i/c cartage at site of work.
(Rate approved in W/S/Sch: Fazul Jamali O/M).
| 6 | No: |  |  |  | @Rs: | 15000 |  | Each. | Rs: | 90000
2 | Repair of pump i/c replacement of M.S shaft, ball bearing, body,
neck, gland, bush, stud nuts and bolts, C.I Impeller etc: complete i/c
labour charges and transportation charges. (Approved rate)
Multi stage pumps 65-13 (6 Nos:)
| Stages of Pump |  | 6 | x | 13 | = | 78 | Stages
|  | 78 | Stages |  |  | @Rs: | 15000 |  | Each | Rs: | 1170000
3 | Providing & laying (MAIN OR SUB MAIN) PVC insulated
with size 4-7/.052(10mm2) copper conductor in 1-1/2" dia PVC
conduit recessed in the wall or column as required.(E.S.I-41,P-6).
|  |  | 6 | x | 30 | = | 180 | Metters
|  | 180 | Meters |  |  | @Rs: | 858 |  | P/Meter | Rs: | 154440
4 | Providing & laying (MAIN OR SUB MAIN) PVC insulated
and PVC sheeted with 4 core copper conductor 600/1000
volts size 25mm2 (E.S.I-301, P-12).
| For Nai Gaj |  | 1 | x | 150 | = | 150 | Metters
|  | 150 | Meters |  |  | @Rs: | 1909 |  | P/Meter | Rs: | 286350
5 | Providing and fixing DP i/c change over switch 500 volts
400 amp: on a prepared board. (Elec: Sch: I-200, P-30)
|  | 6 | Nos: |  |  | @Rs: | 34588 |  | Each | Rs: | 207528
[9 empty] | TOTAL B | Rs: | 1908318
C | REPAIR OF PANNEL BOARD
1 | Providing and fixing circuit breaker 125, 150, 200 & 225 amp:
TP (XS-225NS) on prepared board as required
(Elec: Sch: I-208, P-31)
|  | 6 | Nos: |  |  | @Rs: | 25541 |  | Each | Rs: | 153246
2 | Providing and fixing Magnetic contractor FC190N as required
and as per instruction of EI. (Elec:Sch: I-259, P-37)
|  | 6 | Nos: |  |  | @Rs: | 43310 |  | Each | Rs: | 259860
3 | Providing and fixing coil for FC65N, FC65NS & FC80N
after removing of existing burnt / damage / old coil after
disconnection of main power supply and reconnection the
same after fixing the coil aws required as per instruction of EI.
(Elect: Sch: I-293, P-42)
|  |  | 2 | x | 4 | = | 8 | Nos:
|  | 8 | Nos: |  |  | @Rs: | 2825 |  | Each | Rs: | 22600
4 | Providing and fixing Ovderload relays for sizes 6, 7, 8, 8A &
11 model FT190 as required and as per instruction of EI.
(Elec: Sch: I-266, P-38)
|  | 3 | Nos: |  |  | @Rs: | 15861 |  | Each | Rs: | 47583
5 | Providing and fixing Ampere meters size 96/96 mm Direct 15A, 30A,
50A, 60A & 100A as required and as per instruction of EI
(Elec: Sch: I-284, P-41)
|  | 6 | Nos: |  |  | @Rs: | 1054 |  | Each | Rs: | 6324
6 | Providing and fixing Volt meters size 96/96 mm 500 volt
as required and as per instruction of EI
(Elec: Sch: I-285, P-41)
|  | 6 | Nos: |  |  | @Rs: | 999 |  | Each | Rs: | 5994
7 | Providing and fixing Amps photo cell (National Japan) after
removing of existing burnt / damage / old photo cell after
disconnection of main power supply and reconnection the
same after fixing of photo cell as required as per instruction of EI.
(Elec: Sch: I-287, P-41)
|  | 6 | Nos: |  |  | @Rs: | 4494 |  | Each | Rs: | 26964
8 | Providing and fixing Timer 500 hours power backup (National)
after removing of existing burnt / damage / old timer after
disconnection of main power supply and reconnection the same
after fixing the timer as reaquired as per instruction of EI.
(Elec: Sch: I-288, P-41)
|  | 6 | Nos: |  |  | @Rs: | 9609 |  | Each | Rs: | 57654
[9 empty] | TOTAL C | Rs: | 580225 | #REF!
D | PROVIDING G.I PIPES
1 | Providing G.I pipes and specials etc: i/c fixing cutting and fitting
complete with & i/c the cost of cutting trench upto 2-1/2' deep
refilling watering ramming and disposal of surplus earth within
one chain and painting 2 coats of bitumen paid to pipes and
specials afrer cleaning and hassain cloth soaked in maxphalt
composition wrapped tightly round pipes and testing to a pressure
head of 200 ft and ghandling. (Sant: Sch: I-1, P-14).
| 4" dia | 3000 | Rft. |  |  | @Rs: | 887.24 |  | P/Rft. | Rs: | 2661720 | 14416
| 6" dia | 2000 | Rft. |  |  | @Rs: | 835.39 |  | P/Rft. | Rs: | 1670780
2 | Reflex valve heavy pattern test pressure 150 kg /sq, cm or 1800 lbs /sq inch
(Approved rate)
| 4" dia | 20 | Nos: |  |  | @Rs: | 35000 |  | Each | Rs: | 700000 | 14416
| 6" dia | 10 | Nos: |  |  | @Rs: | 45000 |  | Each | Rs: | 450000 | 14416
3 | Supplying Air valve double acting 4"& 6" (P.H.S.(M).I-8, P-106)
|  |  | 2 | x | 30 | = | 60 | Nos:
| 6"/4" dia | 60 | Nos: |  |  | @Rs | 6000 |  | Each | Rs | 360000
4 | C.I Bend with flange end with holes i/c turning and
facing of flanges for all sizes (P.H.S.(M).I-8, P-12)
| Long Bend |  | 2 | x | 30 | = | 60 | Nos:
| 60 | x | 115 | = | 6900 | / | 112 | = | 61.6071 | Cwt
| 6"/4" dia | 61.6071 | Cwt |  |  | @Rs | 6096 |  | P/Cwt | Rs | 375557.1429
[10 empty] | Rs: | 6218057.1429
10 | Cartage of G.I pipes from 35 KM upto top of Gorakh Hill.
(R.A Approved)
(From 35 K.M upto top of Gorakh Hill)
| (Lead | 15 | miles)
| 4" dia |  | 3000 | Rft
| 6" dia |  | 2000 | Rft
|  |  | 5000 | Rft |  | @Rs: | 38 |  | P/Rft | Rs: | 190000
[10 empty] | Rs: | 6408057.1429
| Add: | 20% | on estimated cost. | [6 empty] | Rs: | 1281611.4286
[9 empty] | TOTAL | Rs: | 7689668.5714
E | REPAIR OF DIESEL ENGINE I/C PUMP
1 | Dismantling and taking out Turbine/ Multi stage Pump
for Repair & Re-Installing the same position i/c cartage
at site of work. (Rate approved).
| 6 | No: |  |  |  | @Rs: | 15000 |  | Each. | Rs: | 90000
2 | Repair of pump i/c replacement of M.S shaft, ball bearing, body,
neck, gland, bush, stud nuts and bolts, C.I Impeller etc: complete i/c
labour charges and transportation charges. (Approved rate)
Multi stage pumps 65-13 (9 Nos:)
| Stages of Pump |  | 6 | x | 13 | = | 78 | Stages
|  | 78 | Stages |  |  | @Rs: | 15000 |  | Each | Rs: | 1170000
3 | Repair of Diesel Oil Engine 60 BHP coupled with Multi stage pump
(Approved rate)
| 6 | No: |  |  |  | @Rs: | 135000 |  | Each. | Rs: | 810000
[10 empty] | Rs: | 1260000
F | CONSTRUCTION OF RCC CHANNEL @ NAI GAJ
1 | Excavation in rock dressed to designed section, grades and profiles
excavated material disposal off within 100 ft lift upto 5ft
(a) soft rock slate schist or laterite work with pick and crow bar.
(G.S.I-6, P-2)
RCC Channel
| 1 | x | 200 | x | 5 | x | 5 | = | 5000 | Cft
RCC Sump
| 0.785 | x | 12 | x | 12 | x | 10 | = | 1130.4 | Cft
[9 empty] | 6130.4 | Cft
| 6130.4 | Cft |  |  |  | @Rs: | 7260 |  | P%0Cft | Rs: | 44506.704
2 | Cement concrete brick or stone ballest 1-12/" to 2" gauge
(Ratio 1:4:8). (G.S.I-4, P-14)
RCC Channel
| 1 | x | 200 | x | 5 | x | 0.75 | = | 750 | Cft
RCC Sump
| 0.785 | x | 12 | x | 12 | x | 0.75 | = | 84.78 | Cft
[9 empty] | 834.78 | Cft
| 834.78 | Cft |  |  |  | @Rs: | 10770.93 |  | P%Cft | Rs: | 89913.5695
3 | R.C.C work i/c all labour and material except the cost of steel
reinforcement and its labour for b/b which will be paid separately.
This rate also i/c all kinds of forms moulds lifting, shutting, curing,
rendering and finishing the exposed surface (i/c s/w of shingle) (a) R.C work in
roof slab beams columns rafts lintels and other structural members laid in
situ or prrecast laid in position complete in all respect. (I) Ratio 2:2:4 Lbs
cement2 Cft, sand 4 cft shingle1/8” to ¼” gauge. (G.S.I No. 6 P/ 16).
RCC Channel
Raft | 1 | x | 200 | x | 5 | x | 0.75 | = | 750 | Cft
Wall | 2 | x | 200 | x | 1 | x | 4.5 | = | 1800 | Cft
RCC Sump
Raft | 0.785 | x | 12 | x | 12 | x | 0.75 | = | 84.78 | Cft
Wall | 1 x 3.14 | x | 9 | x | 1 | x | 10 | = | 282.6 | Cft
[9 empty] | 2917.38 | Cft
| 2917.38 | Cft |  |  |  | @Rs: | 337 |  | P/Cft | Rs: | 983157.06
4 | Fabrication of mild steel reinforcement for C.C i/c cutting, bending,
laying in position making joints and fastening i/c cost of binding wire
(also i/c removal of rust from bars).(G.S.I No 8 P/ 16)
|  |  | 2917.38 | x | 5 | / | 112 | = | 130.2402 | Cwt
| 130.2402 | Cwt |  |  |  | @Rs: | 5001.7 |  | P/Cwt | Rs: | 651422.3012
5 | Cement concrete plain i/c placing compacting finishing and
curing complete i/c screening and washing of stone aggregate
without shuttering (Ratio 1:2:4) (G.S.I.No 5 P/ 15)
| 1 | x | 12 | x | 2 | x | 0.25 | = | 6 | Cft
RCC Sump
| 0.785 | x | 8 | x | 8 | x | 0.25 | = | 12.56 | Cft
[9 empty] | 18.56 | Cft
| 18.56 | Cft |  |  |  | @Rs: | 14429.25 |  | P%Cft | Rs: | 2678.0688
[10 empty] | Rs: | 1771677.7034
20 | CARTAGE OF MATERIAL
Hill Sand From Bolhari
| 2583.6272 | Cft |  |  |  | @Rs: | 6600.2 |  | P%Cft | Rs: | 170524.5625
Bajri Shingle from Laki
| 2583.6272 | Cft |  |  |  | @Rs: | 3930.28 |  | P%Cft | Rs: | 101543.7831
Stone From Amri
| 801.3888 | Cft |  |  |  | @Rs: | 4483.8 |  | P%Cft | Rs: | 35932.671
Bricks 1000 No.
| 0 | Nos: |  |  |  | @Rs: | 2024.24 |  | P%0Nos | Rs: | 0
Cement From Zeel Pak Hyderabad
| 596.8643 | Bags |  |  |  | @Rs: | 116.73 |  | P/Bag | Rs: | 69671.9721
Steel Hyderabad
| 130.2402 | Cwt |  |  |  | @Rs: | 65.6764 |  | P/Cwt | Rs: | 8553.7061
[9 empty] | Total | Rs: | 2157904.3981

## Channel.Mat
Material Statement
CONSTRUCTION OF RCC CHANNEL @ NAI GAJ
S.No: | Item | Qty: | Hill sand | Bajri | Stone | Bricks | Cement
| C.C Stone Ballest 1:4:8 | 834.78 | 400.6944 | 0 | 801.3888 | 0 | 80.1389
| C.C. Plain 1:3:6 |  | 0 | 0 | 0 | 0 | 0
| Pacca Brick Work 1:6 |  | 0 | 0 | 0 | 0 | 0
| Course ruble masonery 1:4 |  | 0 | 0 | 0 | 0 | 0
| C.C Plain 1:2:4 | 18.56 | 8.1664 | 16.3328 | 0 | 0 | 3.2666
| R.C.C Work 1:2:4 | 2917.38 | 1283.6472 | 2567.2944 | 0 | 0 | 513.4589
| C.C Toping 1:2:4 3" thick |  | 0 | 0 | 0 | 0 | 0
| Cement Plaster 1:6 1/2" Thick |  | 0 | 0 | 0 | 0 | 0
| Cement Plaster 1:4 3/8" Thick |  | 0 |  | 0 | 0 | 0
| Pointing flush on stone 1:3 |  | 0 | 0 | 0 | 0 | 0
| Total |  | 1692.508 | 2583.6272 | 801.3888 | 0 | 596.8643
| SAY |  | 1692.508 | 2583.6272 | 801.3888 | 0 | 596.8643

## lead (N.Gaj)
RATE ANALYSIS CARRAIGE
SCHEDULE OF CARRAGE RATE VALUME-III PART-IV
NAME OF WORK |  |  | PROVIDING ELECTRIC MOTOR 100 BHP FOR 5 NOS: STAGES AND REPAIR OF PUMPS PANNEL BOARDS FOR NAI GAJ SOURCE AT W/S/SCH: GORAKH HILL
Carriage of 100 cft / 5 tons of all material like stone aggregate spqwl, coal lime struck etc: B.G rails fastening points and crossing bridges, girds pipes sheets rails M.S bars etc: or 1000 Nos. bricks 10”x5”x3” or 150 of timer or 100 mounds of fuel wood by trucks of any other means owned by the contractor.
a) | Hill Sand From Bolhari |  |  | 185 | Miles ) |  |  |  |  | 118
| 1st to 6th mile | [6 empty] | Rs: | 771.96 | 7
[10 empty] | 60 | 0 | 60
| Remaining | 179 |  | @Rs: | 32.56 |  | P/ Mile | Rs: | 5828.24 | 185
[8 empty] | Total | 6600.2
b) | Bajri Shingle from Laki |  |  | 103 | Miles )
| 1st to 6th mile | [6 empty] | Rs: | 771.96
| Remaining | 97 |  | @Rs: | 32.56 |  | P/ Mile | Rs: | 3158.32
[8 empty] | Total | 3930.28
c) | Stone From Amri |  | 120 | Miles )
| 1st to 6th mile | [6 empty] | Rs: | 771.96
| Remaining | 114 |  | @Rs: | 32.56 |  | P/ Mile | Rs: | 3711.84
[8 empty] | Total | 4483.8
d) | Bricks 1000 No. |  | 60 | Miles )
| 1st to 6th mile | [6 empty] | Rs: | 617.54
| Remaining | 54 |  | @Rs: | 26.05 |  | P/ Mile | Rs: | 1406.7
[8 empty] | Total | 2024.24
e) | Cement From Zeel Pak Hyderabad |  |  |  | 184 | Miles )
| 1st to 2nd mile | [6 empty] | Rs: | 7.53
| Remaining | 182 |  | @Rs: | 0.6 |  | P/ Mile | Rs: | 109.2
[8 empty] | Total | 116.73
e) | Steel Hyderabad |  |  |  | 184 | Miles )
| 1st to 6th mile | [6 empty] | Rs: | 771.96
| Remaining | 178 |  | @Rs: | 32.56 |  | P/ Mile | Rs: | 5795.68
[8 empty] | Total | 6567.64
[8 empty] | P/Cwt | 65.6764