## Sheet1
DETAILED ESTIMATE
Name of Work:- Nawabshah Package for Education Construction of Computer Course in Existing Govt: Boys Degree College Nawabshah @ (Ist Floor, W/S & S/F, External Development & Face lifting, Over Head & U/Ground Tank)
S.NO | Description | Measurement | Quantity | Rate | Unit | Amount
1 | Excavation in foundation of building bridges and other structures including dagbelling
dressing refilling around structure with excavated earth watering and ramming lead upto
5ft. In ordinary soil. (SI, NO: 18 (b) P. 4)
"A" | Path Toe Wall | 1x2x84.25x2.0x1.50 | 506
| " | 1x2x(100.0+4.50)x2.0x1.50 | 627
| Steps F/S B/S | 1x2x40.50x2.75x0.50 | 111
| Side Corner Steps | 1x2x2x11.50x2.75x0.50 | 63
| W/S Steps | 1x6.50x2.75x0.50 | 9
| P/P N/S | 2x34.25x2.0x1.50 | 206
| " N/S | 1x2x2.25x2.0x1.50 | 14
| " W/S | 1x(100.0+24.75)x2.0x1.50 | 374
| " N/S | 1x2x34.50x2.0x1.50 | 207
| " S/Wall | 1x2x2.25x2.0x1.50 | 14
| B/S E/S | 1x2x47.0x2.0x1.50 | 282
| G: Lav: Side N/S | 1x2x20.50x2.0x1.50 | 123
| E/S | 1x35.50x2.0x1.50 | 107
| M-Holes | 1x25x4.50x4.50x1.50 | 759
3402
"B" | Main Road to Steps | 1x2x285.0x2.0x1.0 | 1140
| Trench to Steps F1 | 1x2x15.0x2.0x1.0 | 60
| Main Step to Pilot Ground | 2x287.0x2.0x1.0 | 1148
2348
|  | Total (A+B) = 3402 + 2348 = | 5750
|  |  | @ | 3176.25 | %0cft | 18263.4375 | 18263.4375
2 | Cement concrete brick or stone bllast 1½" to 2" gauge.(SI, NO: 4 P. 15)
"A" (i) | Ratio 1:4:8
| Ext: Work Path | 1x2x84.25x2.0x0.50 | 169
| " | 1x2x(100.0+4.50)x2.0x0.50 | 209
| Steps F/S B/S | 1x2x40.50x2.75x0.50 | 111
| Side Steps | 1x2x2x11.50x2.75x0.50 | 63
| W/S Steps | 1x6.50x2.75x0.50 | 9
| Under Floor Path | 1x2x83.25x9.25x0.50 | 770
| " | 1x2x(100.0+4.50)x11.50x0.50 | 1176
2507
(ii) | Plinth Protection
| N/S | 1x2x34.25x2.0x0.50 | 69
| " | 1x2.x2.25x2.0x0.50 | 5
| W/S Steps | 1x(100.0+24.75)x2.0x0.50 | 125
| E/S | 1x2x34.50x2.0x0.50 | 69
| S/W | 1x2x2.25x2.0x0.50 | 5
| B/S E/S | 1x2x47.0x2.0x0.50 | 94
| G: Lav: N/S | 1x2x20.25x2.0x0.50 | 41
| G: Lav: E/S | 1x35.50x2.0x0.50 | 36
| M.Hole | 1x25x4.50x4.50x0.50 | 253
Page No: 02
S.NO | Description | Measurement | Quantity | Rate | Unit | Amount
| P/P N/S Under Floor | 1x2x33.50x2.25x0.375 | 48
| B/S W/S | 1x(100.0+22.0)x2.25x0.375 | 103
| E/S N/S | 1x2x33.25x2.25x0.375 | 57
| E/B | 1x2x47.25x2.25x0.375 | 80
| G: Lav: N/S | 1x2x19.25x2.25x0.375 | 32
| G: Lav: Offset | 1x2x9.0x7.0x0.375 | 47
| E/S | 1x34.25x2.25x0.375 | 29
1093
|  | ( i+ii) = 2507 + 1093 = | 3600
"B" | Path to Main Road | 1x2x285.0x2.0x0.50 | 570
| Tranch to Steps | 1x2x15.0x2.0x0.50 | 30
| Main Steps to Post Graduate | 1x2x287.0x2.0x0.50 | 574
| Main Entrance | 1x285.0x15.0x0.50 | 2138
| " | 1x15.0x15.0x0.50 | 113
| " | 1x287.0x15.0x0.50 | 2153
5578
|  | Total: (A+B)= 3600+5578= | 9178
|  |  | @ | 9416.28 | %cft | 864226.1784 | 864226.1784
3 | P/F cement paving blocks flooring having size of 197x97x80 (mm) of city / quddra / cobble
shape with pigmented, having strength b/w 5000 psi to 8500 psi i/c filling the joints with
hill sand and laying in specified manner / pattern & design etc. complete.(SI,NO: 73 P. 50)
| Tranich | 1x285.0x18.50 | 5273
| " | 1x287.0x18.50 | 5310
| " | 1x15.0x18.50 | 278
10861
|  |  | @ | 223.97 | Psft | 2432538.17 | 2432538.17
4 | Pacca brick work in foundation and plinth in.1:6. (SI,NO: 4( I )e. P. 25)
| " | 1x6.0x1.125x0.58 | 4
4
|  |  | @ | 11948.36 | %cft | #VALUE! | #VALUE!
5 | Filling watering and ramming earth under floor with new earth excavated from outside lead
upto one chain and lift upto 5feet. (SI, NO: 22 P.5)
"A" | Path Base Bldg Unde Floor | 1x2x83.25x9.25x2.25 | 3465
| " | 1x2x(100.0+4.50)x11.25x2.0 | 4702
8167
"B" | P/P N/S under floor | 1x2x33.50x2.25x2.125 | 320
| W/S Steps | 1x(100.0+22.0)x2.25x2.125 | 583
| E/S | 1x2x33.50x2.25x2.125 | 320
| B/S | 1x2x47.25x2.25x2.125 | 452
| G: Lav: N/S | 1x2x19.25x2.25x2.125 | 184
| G: Lav offset | 1x2x9.0x7.0x2.125 | 268
| G:Lav: E/S | 1x34.25x2.25x2.125 | 164
| N/S | 1x2x37.25x10.0x0.75 | 559
| W/S O/S | 1x(100.0+49.50)x18.75x1.25 | 3504
| N/S O/S | 1x2x(100.0+4.50)x15.0x1.25 | 3919
| C/S | 1x2x37.42x10.0x0.75 | 561
| B/S | 1x2x58.25x15.0x1.0 | 1748
| G: Lav: N/S O/S | 1x2x18.83x8.83x1.0 | 333
| G: Lav: | 1x60.25x15.0x1.0 | 904
13819
|  | Total (A+B) 8167 + 13819 = | 21986
|  |  | @ | 3630 | %0cft | 79809.18 | 79809.18
"C" | Road to Bldg: | 1x285.0x15.0x1.50 | 6413
|  | 1x287.0x15.0x1.50 | 6458
| " | 1x15.0x15.0x1.50 | 338
13209
|  | Total:- (A+B+C) 21986 + 13209= | 35195
|  |  | @ | 3630 | %0cft | 127757.85 | 127757.85
6 | Providing and laying 1" thick topping cement concrete (1:2:4) including surface finishing and
dividing into panels. (SI, NO: 16 P. 47)
"A" | 3" thick
| Path | 1x2x83.25x10.0 | 1665
| N/S | 1x2x(100.0+4.50)x12.0 | 2508
4173
|  |  | @ | 4411.82 | %sft | 184105.2486 | 184105.2486
"B" | 2" thick
| N/S | 1x2x34.50x3.17 | 219
Page No: 04
S.NO | Description | Measurement | Quantity | Rate | Unit | Amount
| B/S W/S | 1x(100.0+23.50)x3.17 | 391
| E/S | 1x2x(34.50)x3.17 | 219
| E/S B/S | 1x2x47.50x3.17 | 301
| G: Lav: | 1x2x19.25x3.17 | 122
| Offset | 1x2x9.0x7.0x2.125 | 126
| G: Lav: E/S | 1x34.25x3.17 | 109
| M/Hole | 1x25x2.0x2.0 | 102
1589
|  |  | @ | 3275.5 | %sft | 52047.695 | 52047.695
7 | Pacca brick work in ground floor in Cement sand mortar 1:6. (SI, NO: 5( I )e P. 21)
"A" | C/R, C/Lab:,Vert:/Wall Inter: | 1x3x2x(10.50+10.50)x0.75x11.0 | 1040
| C/R, C/Lab:,Horz:/Wall Inter: | 1x3x2x(11.25+11.25)x0.75x11.0 | 1114
| H.VD Off: Vert: Walls | 1x2x15.25x0.75x11.0 | 252
| H.VD Off: Horiz: Walls | 1x3x(9.25+9.25)x0.75x11.0 | 457
| Store+Bath S/wall Vert: | 1x7.25x0.75x11.0 | 60
| Store+Bath S/wall Vert: | 1x8.0x0.75x11.0 | 66
| " | 1x7.25x0.37x11.0 | 30
| Viods stain street | 1x4x5.0x0.75x11.0 | 165
| Viods stain street | 1x4x5.75x0.75x11.0 | 190
| Stair Voids | 1x2x15.50x0.75x11.0 | 256
| Offset | 1x2x2x2.125x0.75x11.0 | 70
| Viods stain street | 1x17.0x0.75x11.0 | 140
| Viods stain street | 1x2x3x5.63x0.75x11.0 | 278
| Viods stain street | 1x2x2x10.75x0.75x11.0 | 355
| Expansion Joints | 1x2x2x10.50x0.75x11.0 | 347
4820
Deduction
| D2 | 1x3x4.0x0.75x9.0 | 81
| D3 | 1x1x3.0x0.75x9.0 | 24
| D5 | 1x2.50x0.75x7.0 | 13
| D4 | 1x3.0x0.75x7.0 | 16
| D1 | 1x2x2x4.50x0.75x9.0 | 121
| W2 | 1x12x5.0x0.75x6.0 | 270
| HOD W2 | 1x2x5.0x0.75x6.0 | 45
| V1 | 1x2x3.0x0.75x2.0 | 9
| Lobby | 1x2x5.0x0.75x5.0 | 38
| Viods B/W 2 | 1x2x5.0x0.75x6.0 | 45
| Stair Voids | 1x3x8.0x0.75x6.0 | 108
770
|  | Net Qty:- 4820 - 770= | 4050
"B" | P/P External Vert: Walls | 2x(100.0+14.75)x0.75x3.25 | 559
| Offset | 14x1.25x0.75x3.25 | 43
| Horz: S/Wall | 1x4x30.25x0.75x3.25 | 295
| Internal side | 1x2x(11.67+9.82+8.92+84.25)x0.75x3.25 | 280
| Viod | 1x(30.0+11.83+11.83+18.67+5.83+5.83+3.0+3.0)x0.75x3.25 | 219
Page No: 05
S.NO | Description | Measurement | Quantity | Rate | Unit | Amount
| St | 2x84.25x0.75x4.75 | 600
| Crown offset | 2x57.0x0.75x1.25 | 107
| B/W Bldg | 2x41.25x0.75x1.25 | 77
| " | 2x20.25x0.75x1.25 | 38
| " | 2x(1/2)x20.25x1.17x0.75 | 18
2236
"C" | Expansion Joionts I/S Wall | 1x2x84.25x0.75x1.0 | 126
| " O/S Wall | 1x2x84.25x0.75x0.50 | 63
| OHT Tank L/Wall | 1x2x11.25x0.75x4.0 | 68
| " S/Wall | 1x2x10.50x0.75x4.0 | 63
| Stair Tower | 1x(5.0+6.0+6.50+5.0+11.75+5.75+3.25+18.75+3.25+5.75+11.75)x0.75x7.25 | 450
770
"D" | Stair Tower Prapit | 1x(32.0+14.75+14.75+6.25+6.25+20.75+3.62+3.62)x0.75x3.25 | 249
249
|  | Total Qty:-(A+B+C+D) 4050+2236+770+249= | 7305
|  |  | @ | 12674.36 | %cft | 925861.998 | 925861.998
8 | Extra labour for Brick Massonary (First Floor) SI.6(ii) P. 26)
|  | Quantity same as above item (7-A) | 4050
4050
|  |  | @ | 438.63 | %cft | 17764.515 | 17764.515
9 | Extra labour for Brick Massonary (2nd Floor) SI.6(ii) P. 26)
| Quantity same as above item 07 (B+C) |  | 3006
3006
|  |  | @ | 1013.38 | %cft | 30462.2028 | 30462.2028
10 | Extra labour for Brick Massonary (3rd Floor) SI.6(ii) P. 26)
| Quantity same as above item (07-D) |  | 249
249
|  |  | @ | 1588.13 | %cft | 3954.4437 | 3954.4437
11 | Reinforced cement concrete work including all labour and material except the cost of steel
reinforcement and its labour for bending and binding which will be paid separately. This rate
also includes all kinds of forms moulds. Lifting shuttering curing rendering and finishing the
exposed surface (including screening and washing of shingle)
R.C. work in roof slab, beams columns rafts. Lintels and other structural members laid in
situ or precast laid in position completed in all respects. 1:1-1/2:3. (SI, NO: 6i P. 19)
"A"(i) | Coll: Central Portion C1 | 50x0.75x1.50x11.0 | 619
| C4 | 16x0.785x(1)2x11.0 | 138
| C5 | 8x0.785x(0.75)2x11.0 | 39
| C2 | 2x2.0x0.75x11.0 | 33
829
(ii) | Stair Tower C1 | 6x1.50x0.75x7.25 | 49
| C5 | 4x0.785x(0.75)2x7.25 | 13
62
Page No: 06
S.NO | Description | Measurement | Quantity | Rate | Unit | Amount
(iii) | OHT Piller | 1x4x1.50x0.75x3.0 | 14
14
|  | Total-A(i+ii+iii) 829+62+14= | 905
|  |  | @ | 349 | P.cft | 315845 | 315845
(iv) | Extra labour for 2nd floor ( R.C.C )
| Quantity same as above item (11-C) |  | 14
14
|  |  | @ | 12.1 | Pcft | 169.4 | 169.4
"B"(i) | R.C.C 1:2:4
| Pump Room Slab | 1x6.0x6.0x0.42 | 15
15
(ii) | Central Portion
| Stair waist Slab | 2x9.0x5.25x0.50 | 47
| Steps | 2x8x(1/2)x5.25x1.0x0.50 | 21
| Landing | 2x5.75x5.25x0.50 | 30
| Waist Slab | 2x8.50x5.25x0.50 | 45
| Steps | 1x2x7x(1/2)x5.25x1.0x0.50 | 18
| Landing | 1x5.75x5.25x0.50 | 15
| Waist Slab | 1x8.0x6.0x0.50 | 24
| Steps | 1x7x(1/2)x6.0x1.0x0.50 | 11
211
(iii) | Central Portion | 11x9.25x0.75x1.0 | 76
| Windows Lintel | 6x10.50x0.75x1.0 | 47
| Open Lintel | 2x14.50x0.75x1.0 | 22
| Lav: Bath | 1x(8.75+9.25)x0.75x1.0 | 16
| W2 | 1x8x5.0x0.75x1.0 | 30
| D4 | 1x2x6.50x0.75x1.0 | 10
| Viods W | 1x2x15.50x0.75x1.0 | 23
| Viods W | 1x17.0x0.75x1.0 | 13
237
(iv) | Beam (B2) Expansion | 2x74.0x0.75x2.0 | 222
| (B8) | 3x25.50x0.75x2.0 | 115
| (B4) Towers | 2x83.25x0.75x2.0 | 250
| (B5) | 2x83.25x0.75x2.0 | 250
| B7 | 3x20.0x0.75x2.0 | 90
| B8 | 1x1x20.0x0.75x2.0 | 30
| B11 | 1x25.50x0.75x2.0 | 38
| B14 | 1x18.50x0.75x2.0 | 28
| B6 | 2x40.0x0.75x2.0 | 120
| B6 Offset | 1x2x2.87x0.75x2.0 | 9
| B7 | 1x2x3.625x0.75x2.0 | 11
| B10 | 1x34.75x0.75x2.0 | 52
| Visitor RB9 | 2x83.25x1.0x2.0 | 333
| R Slab | 83.25x79.25x0.50 | 3299
| Slab Expansion Joints | 2x7x10.33x1.0x0.25 | 36
4883
|  | Total B (i+ii+iii+iv) 15+112+237+4883= | 5346
Page No: 07
S.NO | Description | Measurement | Quantity | Rate | Unit | Amount
Deduction
| Stair case+Viods | 1x2x28.50x11.625x0.50 | 331
331
|  | Net Qty:- 5346 - 331 = | 5015
(v) | Tower Slab (B5) | 30x0.75x2.0 | 45
| (B6) | 30x0.75x2.0 | 45
| B6 Offset | 1x2x2.87x0.75x2.0 | 9
| (B10) | 1x2x12.42x0.75x2.0 | 37
| Roof Slab | 1x32.0x15.42x0.50 | 247
| Offset | 1x20.67x4.0x0.50 | 41
| OHT Bottom Beam | 1x2x(11.25+10.50)x0.75x1.0 | 33
| Slab | 1x13.0x12.75x0.50 | 83
| Top Slab | 1x12.75x12.50x0.50 | 80
620
|  | Total Qty: (B) 5015 + 620 = | 5635
|  |  | @ | 337 | P.cft | 1898995 | 1898995
12 | Extra labour for 2nd floor ( R.C.C )
| Quantity same as above item (11-B) |  | 620
620
|  |  | @ | 12.1 | Pcft | 7502 | 7502
13 | Fabrication of mild steel reinforcement for cement concrete including cutting bending,
laying in position making joints and fastenings including cost of binding wire (also includes
removal of rust from bars.) Using Tor Bars. (SI, NO: 7 (b) P.20)
| Qty: Same Item No: (11) (905+5635) R.C.Cx6540x6.0/112= |  | 350.3571
350.3571
|  |  | @ | 5001.7 | P.cwt | 1752381.3214 | 1752381.3214
14 | Extra labour for lifting steel 1st floor.
| Quantity same as above item (B-V) (620x6/112)= |  | 33.2143
33.2143
|  |  | @ | 151.25 | Pcft | 5023.6607 | 5023.6607
15 | Providing and fixing G.I frames / chowkhats of size 7" x 2" or 4½" x 3" for door using/
window using 20 gauge G.I. sheet i/c welded hinges and fixing at site with necessary hold
fasts filling with cement sand slurry of tation 1:6 and repairing the jambs. The cost also i/c
carriage tools and plants used in making and fixing.(SI, NO: 28/29 P. 98)
"A" | Door Using
| Central Portion D1 (V) | 1x4x2.0x7.0 | 56
| (H) | 1x4x1x4.17 | 17
| D2 (V) | 3x2x7.0 | 42
| (H) | 3x1x3.67 | 11
| D3 (V) | 1x2x7.0 | 14
| (H) | 1x3.17 | 3
| D4 (V) | 1x2x7.0 | 14
| (H) | 1x2.67 | 3
| D5(V) | 1x2x7.0 | 14
Page No: 08
S.NO | Description | Measurement | Quantity | Rate | Unit | Amount
| (H) | 1x2.17 | 2
| Stair Tower D3 (V) | 1x2x7.0 | 14
| (H) | 1x3.33 | 3
193
|  |  | @ | 228.9 | P.rft | 44177.7 | 44177.7
"B" | Windows Using
| Ventilator Windows D1 (V) | 1x4x1x4.50 | 18
| " | 1x4x2x1.83 | 15
| D2 (V) | 1x3x1.0x4.0 | 12
| (H) | 1x3x2x1.83 | 11
| D3(V) | 1x3.50 | 4
| (H) | 1x2x1.83 | 4
| V1 (V) | 2x2x3.0 | 12
| " | 2x2x1.67 | 7
83
|  |  | @ | 240.5 | P.rft | 19961.5 | 19961.5
16 | Supplying & fixing in position iron / steel grill of ¾" x ¼" size flat iron of approved
designe including painting 3 coats etc. complete wight not tobe less than 3.7 Lbs/sq foot of
finished grill.(SI, NO: 26 P.97)
| Cetral Portiion D1 (V) | 1x4x4.17x1.83 | 31
| D2(V) | 1x3.67x1.83 | 20
| D3 (V) | 1x1x3.17x1.83 | 6
| V1 | 1x2x2.67x1.67 | 9
| P/P | 1x4.0x5.0 | 20
86
|  |  | @ | 180.5 | P.sft | 15523 | 15523
17 | Providing & Fixing iron steel grill door with angle iron framme of 1½" x 1½" x¼" and flat
iron of ¾" x ¼" with approvd design and locking arrangement embeded in masonary as per
instruction of Engineer Incharge. (SI,NO: 31 P.94)
| West Ver: Opp: | 1x10.0x11.0 | 110
| " | 1x2x3x12.33x11.0 | 814
924
|  |  | @ | 231.6 | P.sft | 213998.4 | 213998.4
18 | S/F in position Aluminium chanels framming for windows & vetilators of Alcop made with
5 mm thick tinted glass glazing ( belgium ) & fly screen i/c handles stopprs & locking
arranement etc. complete.(SI,NO: 84-b P. 108)
| W2 | 1x18x5.0x6.0 | 540
| Stair W2 | 1x2x2x5.0x5.0 | 100
| Viod Stair W | 1x3.0x8.0x6.0 | 144
| Stair Tower | 1x4x6.0x4.0 | 96
| Bath V1 | 1x2x3.0x2.0 | 12
892
|  |  | @ | 1647.69 | P.sft | 1469739.48 | 1469739.48
19 | Providing & Fixing iron steel grill using solid squar bars of size 1/2" x1/2" placed at 4" i/c and
frame of flat iron patti of 3/4"x3/4" i/c circle shape at 1-0 apart equilvalant fitted with screws
are pins i/c painting 3 coats with ist coat of red oxide paint etc (SI NO. 30 P-NO. 94)
| Central Portion W2 | 1x18.0x5.0x6.0 | 540
| Stair W2 | 1x4x5.0x5.0 | 100
Page No: 09
S.NO | Description | Measurement | Quantity | Rate | Unit | Amount
| Viods W2 | 1x2x5.0x6.0 | 60
| Viods Stair W | 1x3x8.0x6.0 | 144
| Stair Tower | 1x4x6.0x4.0 | 96
| V1 | 1x2x3.0x2.0 | 12
952
|  |  | @ | 194.16 | P.sft | 184840.32 | 184840.32
20 | 1st class deodar wood wrought. Joinery in doors and windows etc. fixed in position including
chowkats hold fasts h inges, iron tower blts. Chocks cleats, handles and cords with hooks,
etc. Deodar panelled or panelled and glazed or fully glazed. 1¾" thick. (SI, NO: 7(b) P.58)
only shuttrs.
| Central Portion D2 | 1x3x3.79x6.83 | 78
| V | 1x3.79x1.87 | 7
| D3 (V) | 1x1x3.29x6.83 | 22
| V | 1x3.29x1.87 | 6
| D1 | 1x4x4.29x6.87 | 118
| (V) | 1x4x4.29x1.87 | 32
| Plate Form D1 | 1x2x4.25x6.83 | 58
| (V) | 1x2x8.29x1.87 | 31
| DW3 | 1x2x2x1.92x3.79 | 29
| Lav: Door | 1x2x2.29x6.83 | 31
| D4 | 1x2x2.79x6.83 | 38
| V1 | 2x2.79x1.87 | 10
| Stair D1 | 1x2.79x1.87 | 5
| Tower D3 | 1x3.29x6.83 | 22
487
|  |  | @ | 902.93 | P.sft | 439726.91 | 439726.91
21 | Cement concrete plain including placing compcting, finishing and curing, complete (including
screening and washing of stone aggregate without shuttering.). (SI, NO: 5 P.18)
Ratio 1:2:4
"A" | C/R Computer Lab: | 1x3x20.0x24.0x0.17 | 245
| D Sill | 1x3x4.0x0.75x0.17 | 2
| HOD | 1x20.0x16.0x0.17 | 54
| D3 | 1x3.50x0.75x0.17 | 1
| Store | 1x13.62x7.25x0.17 | 17
| D4 Sill Exp: | 1x3.0x2.0x0.17 | 1
| Ver: | 1x84.75x10.0x0.17 | 144
| Satir + Viods | 1x2x(5.0+10.75+6.0+10.75+5.0)x0.75x0.17 | 5
| Street | 1x4x12.375x5.0x0.17 | 42
| Door Opp: Sill | 1x4x4.50x0.75x0.17 | 2
| Plate From | 1x2x40.0x8.50x0.17 | 116
| Offset | 1x8x0.75x3.62x0.17 | 4
| Opp: Sill | 1x2x3x12.33x0.75x0.17 | 9
| Plate Form Over | 1x2x40.50x2.0x0.17 | 3
645
"B" | HOD Bath | 1x6.0x7.25x0.17 | 7
| D/Sill | 1x2.50x0.75x0.17 | 1
Page No: 10
S.NO | Description | Measurement | Quantity | Rate | Unit | Amount
8
|  | Total:- (A+B) = 645 + 8 = | 653
|  |  | @ | 14429.25 | %cft | 1154.34 | 1154.34
22 | Providing & laying tiles matt & glazed or double glazed on wall or floor as wall as facing
required patterns & design & jointed with high bond of required base i/o washing & filling
of joints with glurry of white cement & pigment in deside shape with finishing cleaning etc.
complete.( 20x20x⅜ ).(RA)
|  | Qty Same as Item NO: (21-A) 645/0.17= | 3794
3794
|  |  | @ | 284 | P.sft | 1077496 | 1077496
23 | Laying floors of approved coloured glazed tiles ¼" thick laid in white cement & pigment on
a bed of ¾" thick cement mortar 1:2 (SI,NO: 25 P. 43)
| Attach Bath | 1x6x7.25 | 44
| Door Sill | 1x2.50x0.75 | 2
46
|  |  | @ | 27747.06 | %sft | 12763.6476 | 12763.6476
24 | Glazed tile dado ¼" thick kaid in pigment over 1:2 cement sand mortar ¾" thick including
finishing. (SI, NO: 38 P.45)
| Attach Lav: | 1x2x(6.0+7.25)x7.0 | 186
186
|  |  | @ | 28299.3 | %sft | 52636.698 | 52636.698
25 | Laying white 3/4" thick marble flooring fine dressed in the surface without winging set in lime mortar
1:2 including rubbing & polishing of the joints. (SI,NO: 28 P.43)
"A" | Stair Case Ist Floor | 2x10x5.25x1.0 | 53
| Landing | 1x2x5.75x5.75 | 66
| 2nd | 1x2x9x5.25x1.0 | 95
| Lav: | 1x2x5.75x5.75 | 66
| 3rd Floo | 1x2x8.0x6.0x1.0 | 96
| Landing | 1x2x5.75x5.75 | 66
442
"B" |  | Qty Same as Item NO: (25) | 442
442
|  | Total:- (A+B) = 442 + 442 = | 884
|  |  | @ | 628.93 | P.sft | 555974.12 | 555974.12
26 | Providing and fixing ⅜" thick marble tiles of approved quality & colour shade size
8" x 4/6" x 4" in dado skirting & facing removal / tucking of existing plaster surface etc.
over ½" thick of cement mortar 1:3 setting mortar base including filling the joints &
washing the tiles with white cement slurry, current, finishing cleaning and polishing etc.
complete.(SI,NO: 68 P.55)
| Steps Raiser | 2x27x5.25x0.50 | 142
| Landing | 2x3x5.75x0.50 | 17
159
|  |  | @ | 186.04 | P.sft | 29580.36 | 29580.36
27 | Cement plaster 1:6 upto 20" height.(b) ½" thick. (SI, NO: 13(b) P. 58)
"A" | Internal Plaster
| C/R + Computer I/S | 1x3x2x(24.0+20.0)x13.0 | 3432
Page No: 11
S.NO | Description | Measurement | Quantity | Rate | Unit | Amount
| HOD I/S | 1x2x(20.0+16.0)x13.0 | 936
| Bath I/S | 1x20x(7.25+6.0)x6.0 | 159
| Store II | 1x2x(13.50+7.25)x13.0 | 540
| Store VI | 1x4x1x(12.75+12.75+5.0)x13.0 | 1586
| HOD Computer Ver: | 1x4x(22.75)x13.0 | 1183
| Stair+Viod Ver: | 1x2x40.0x2.0 | 160
| Stair Hall | 1x30.0x13.50 | 405
| " | 1x(5.0+5.0)x2.0 | 20
| Stair Wall I/S | 1x(12.75+12.75+30.0)x13.50 | 749
| Stair Viod II | 1x2x(17.0+2.87)x13.50 | 536
| Stair + Viod | 1x2x40.0x13.0 | 1040
| Offset | 1x2x2x3.625x13.0 | 189
| Tower I/S Wall | 1x2x1x40.0x2.0 | 160
| Cor: Dirft Wall | 1x2x(40.0+2.50+2.50)x2.0 | 180
| Tower | 2x2x12.75x13.0 | 663
| W/S | 2x(9.25+10.75+2.25+30.0+113.0x30.0x12.25x10.75x9.25)x3.25 | 1545
| " | 1x2x83.25x(4.75+8.25/2) | 1082
| Viods I/S | 1x(28.50+3.62+11.67+9.25+3.62+11.67+9.25++9.25+9.25+9.25+5.50)x31.75 | 3519
18084
"B" | External Plaster
| W/S O/S | 1x(8.75+10.75+12.25+34.50+117.25+34.50+2.25+10.75+8.75) | 7930
| Offset | 2x52x1.25x31.75 | 4128
| E/S O/S | 1x(17.0+11.67+28.50+8.37+12.83+28.25+8.75+1075+12.25+34.33+52.75+52.75+34.33+12.25+10.75+8.75+12.83+8.37+11.67)x31.50 | 11880
23938
"C" | Central Portion | 1x2x84.50x(9.25+5.25/2) | 1077
25015
|  | Total: (A + B ) 18084 + 25015 = | 43099
|  |  | @ | 2206.6 | %sft | 951022.534 | 951022.534
28 | Cement plaster 1:4 upto 20" height.(a) ⅜" thick. (SI, NO: 11(a) P. 58)
|  | Qty: same as above item No:(27) | 43099
|  |  | @ | 2197.52 | %sft | 947109.1448 | 947109.1448
29 | Extra labour lime mud plaster cement and pointing from 20" and above for each additional
10" height. (SI,NO: 29 P.60)
"A" |  | Qty:- Same as Item NO: (A+B)42022/31.75x10.0 | 13235
|  | Qty:- Same as Item NO: (A+B)42022/31.75x9.0 | 11911
25146
|  |  | @ | 140.97 | %sft | 35448.3162 | 35448.3162
"B" | For 3/8" Thick | Qty:- Same as Item NO: (29) | 25146
25146
|  |  | @ | 140.97 | %sft | 35448.3162 | 35448.3162
Page No: 12
S.NO | Description | Measurement | Quantity | Rate | Unit | Amount
30 | Cement plaster 1:2 upto 12" height.(b) ½" thick. (SI, NO: 13(b) P. 58)
| OHT I/S | 1x2x(9.75+10.50)x4.0 | 162
| O/S | 1x2x(12.0+11.25)x4.0 | 186
348
|  |  | @ | 2496.72 | %sft | 8688.5856 | 8688.5856
31 | Cement plaster 1:2 upto 20" height.(a) ⅜" thick. (SI, NO: 11(a) P. 58)
348
|  | Qty: same as above item No:(30) | 348
|  |  | @ | 2355.78 | %sft | 8198.1144 | 8198.1144
32 | Erection & removal of centering for R.C.C. or plain cement concrete works of Deodar Wood
(2nd-class).(SI,NO: 19a (ii) P.18)
Central Portion
| C1 | 52x2x(1.50+0.75)x3.0 | 702
| C1 Exp: | 6x2x(1.50+0.75)x3.0 | 81
| C1 | 6x2x(1.50+0.75)x3.0 | 81
| C2 | 33x2x(2.0+0.75)x3.0 | 545
| Corner C2 | 1x2x4x(1.25+1.25+0.75)x3.0 | 78
| C3 | 1x18x2x(2.0+1.0)x3.0 | 324
| C5 | 8x2x(0.75+0.75)x3.0 | 72
| C4 | 2x8x2x(1.0+1.0)x3.0 | 96
1979
|  |  | @ | 3127.41 | %sft | 61891.4439 | 61891.4439
33 | Cement concrete plain including placing compcting, finishing and curing, complete (including
screening and washing of stone aggregate without shuttering.). (SI, NO: 5 P.18)
Ratio 1:3:6
"A" | C1 | 64x0.75x1.50x3.0 | 216
| C2 | 41x2.0x0.75x3.0 | 185
| C3 | 18x2.0x1.0x3.0 | 108
| C4 | 2x8x1.0x1.0x3.0 | 48
| C5 | 8x0.75x0.75x3.0 | 14
571
|  |  | @ | 12595 | %cft | 71917.45 | 71917.45
34 | Cement plaster 1:4 upto 20" height.(c) ¾" thick. (SI, NO: 11(c) P. 52)
| C1 | 1x64x2x(0.75+1.50)x3.0 | 864
| C2 | 1x41x2x(2.0+0.75)x3.0 | 677
| C3 | 1x18x(2.0+1.0)x3.0 | 162
| C4 | 1x16x(1.0+1.0)x3.0 | 96
| C5 | 1x8x(0.75+0.75)x3.0 | 36
1835
|  |  | @ | 3015.76 | %sft | 55339.196 | 55339.196
35 | Providing and laying 1" thick topping cement concrete (1:2:4) including surface finishing and
dividing into panels. (SI, NO: 16 P. 47)
2" thick
"A" | Over Roof Tower | 31.42x14.75 | 463
| Offset | 1x19.92x4.0 | 80
543
Page No: 13
S.NO | Description | Measurement | Quantity | Rate | Unit | Amount
"B" | 2nd Floor Central Portion | 1x78.50x82.25 | 6457
6457
|  | Total:- (A+B) 543 + 6457 = | 7000
|  |  | @ | 3275.5 | %sft | 229285 | 229285
36 | Extra Labour for First Floor
|  | Qty: Same Item No: (35-B) 6457= | 6457
| First Floor |  | 6457
| 2nd Floor | 226.88+226.88=453.76 | @ | 453.76 | %sft | 29299.2832 | 29299.2832
37 | Two coats of bitumen laid hot using 34 lbs for %sft over roof and blinded with sand at one
Cft per % Sft. (SI, NO: 13 P.35)
|  | Qty: Same as Item NO: (35-B) | 6457
6457
|  |  | @ | 1887.4 | %sft | 121869.418 | 121869.418
39 | Primary coat of chalk under distempering.(SI,NO: 23 P.54)
| C/R I/S | Qty: Same as Item NO: (21)653/0.17 | 3841
3841
|  |  | @ | 442.75 | %sft | 17006.0275 | 17006.0275
40 | Distempering Three Coats.. (SI,NO: 24 ( C) P.54)
|  | Qty: Same as Item NO: (39) | 3841
3841
|  |  | @ | 1079.65 | %sft | 41469.3565 | 41469.3565
41 | Preparing the surface & painting with Emulision paint of approved make i/c rubbing the
surface with sand paper, filling the voids with chalk / plaster of paris and then painting
etc. complete. (New Surface) (SI,NO: 40 P. 62)
|  | Qty: Same as Item NO: (23-A) | 18084
18084
|  |  | @ | 2237.95 | %sft | 404710.878 | 404710.878
42 | Preparing the surface & painting with weather caot i/c running the surface with rubbing
brick /sand paper filling the voids with chalk/plaster of paris & then painting with weather
coat of approved make.(New Surface).2nd & subsequent coat.(SI,NO: 38 P. 56)
NEW SURFACE
|  | Qty: Same as Item NO: (23)(B+C) | 25015
25015
|  |  | @ | 2567.95 | %sft | 642372.6925 | 642372.6925
43 | S/F false cailling of plaster of paris, in pannels inclding making frame, work Deodar wood
including painting with Soligia paint. (SI,NO: 52 P.72)
| G+F First Floor | 2x3x30.0x40.0 | 7200
| C/R Comp: | 2x30.0x50.0 | 3000
| " | 2x3x20.0x24.0 | 2880
| HOD | 1x2x20.0x16.0 | 640
13720
|  |  | @ | 25293.42 | %sft | 3470257.224 | 3470257.224
Page No: 14
S.NO | Description | Measurement | Quantity | Rate | Unit | Amount
44 | P/F plaster of paris ceiling border of 8"x10" with of specified design & thicknss i/c fixing
beside ceiling with nails/screws with getties(SINO.44 P45)
| C/R Comp: | 2x3x2x(20.0+24.0) | 264
| HOD | 2x2x(20.0+16.0) | 144
| Comp: Lab: | 6x2x(30.0+40.0) | 840
| " | 2x2x(30.0+50.0) | 320
1568
|  |  | @ | 104.22 | P.rft | 163416.96 | 163416.96
45 | Reinforced cement concrete spouts i/c fixing in position with top and bottom khuras
(SI,NO: 68(a) P.105)
| HOD | 1x16.0 | 16
16
|  |  | @ | 261.25 | Each | 4180 | 4180
46 | Painting doors and windows any type.three coats. (SI,NO: 4(c/c) P. 70)
"A" | NEW SURFACE
|  | Qty: Wood Item NO: (20)487x2= | 974
974
|  |  | @ | 2116.41 | %sft | 20613.8334 | 20613.8334
46 | Painting Guard bars, gates iron bars gratings, railings including standard barces (etc) and
similar open work. (SI,NO: 4(d) P. 70)
NEW SURFACE
|  | 1x276.0x1.50 | 414
414
|  |  | @ | 1270.83 | %sft | 5261.2362 | 5261.2362
47 | Borrowpit excavation undressed lead upto 100ft. (SI, NO: 3 P. 1)
Ordinarry soil.
| M.Building | 1x114.0x75.0x2.50 | 21375
| B/S | 1x171.0x70.0x2.50 | 29925
51300
|  |  | @ | 2117.5 | %0cft | 108627.75 | 108627.75
48 | Laying Earth in 6" layer leveling & dressing & watering complete (soft, ordinary or hard soil) (SI, NO: 13 P. 2)
|  | Qty same as above item(47) | 51300
|  |  | @ | 263 | %0cft | 13491.9 | 13491.9
49 | Providing & fixing Aluminium sheet 6" to 9" with V-Notch for expansion joints i/c fixing
with nails / screws. (SI,NO: 88 P.101)
| Exp: Joints | 21x4x7.75 | 62
62
|  |  | @ | 207.51 | P.rft | 12865.62 | 12865.62
50 | P/F Hand made Halla Kaashi Gutka jalli 4" thick 5"x3"x4" with cement mortor ratio 1:3 with pigment
this rate above i/c trrenching jaillo trench opening of Masanary (R.A)
| Gallery G/Floor | 1x4x10.0x9.0 | 360
| Gallery F/Floor | 1x4x10.0x9.0 | 360
| Tery F/Floor | 1x2x3x12.25x9.0 | 662
1382
|  |  | @ | 380 | Psft | 525160 | 525160
Page No: 15
S.NO | Description | Measurement | Quantity | Rate | Unit | Amount
51 | Supplying & fixing caligraphy tiles of approved size in required colour & design of tiles
specification jointed in white cement & pigment over a base of 1:2 Grey cement mortar 3/4"
thick & i/c washing & filling of joints with slurry white cement & pigment in desired shape
with finishing cleaning & coat of wax polsh etc. complete i/c cutting tiles to proper profile
including carrage upto site of work. (R.A)
| Calligraphic | 1x2x4.25x43.50 | 370
370
|  |  | @ | 803 | Psft | 297110 | 297110
[5 empty] | Total:- | 20746839 | #VALUE!
Assistant Engineer
| Sub-Engeenir |  |  |  | Education Works Division
Nawabshah.
"D" | Ratio 1:5:10
| C. Yard | 1x53.50x62.0x0.50 | 1659
| " | 1x18.93x54.25x0.50 | 513
2172
|  |  | @ | 8694.95 | %cft | 188854.314 | 188854.314
Page No: 03
S.NO | Description | Measurement | Quantity | Rate | Unit | Amount
3-A | Reinforced cement concrete work including all labour and material except the cost of steel
reinforcement and its labour for bending and binding which will be paid separately. This rate
also includes all kinds of forms moulds. Lifting shuttering curing rendering and finishing the
exposed surface (including screening and washing of shingle)
R.C. work in roof slab, beams columns rafts. Lintels and other structural members laid in
situ or precast laid in position completed in all respects. 1:2:4. (SI, NO: 6i P. 19)
"A" | Footing F1 | 1x3x5.0x5.0x1.50 | 113
| " F2 | 1x7x6.0x6.0x1.50 | 378
| " F3 | 1x4x7.0x7.0x1.50 | 294
| " F4 | 1x5x7.50x7.50x1.50 | 422
| " F5 | 1x8x8.0x8.0x1.50 | 768
| " F6 | 1x5x8.50x8.50x1.50 | 542
| Stair case footing | 1x6.0x5.0x1.50 | 45
2562
"B" | External Walls
| P/Beam (PB1) (A to H) | 1x55.24x1.0x1.50 | 83
| PB5 i/s | 1x82.75x1.0x1.50 | 124
| PB7 o/o | 1x21.75x1.0x1.50 | 33
| PB7 i/i | 1x17.0x1.0x1.50 | 26
| PB6 | 1x(7.58+11.75+9.97+9.93+9.75+9.93+12.37+15.37)x1.0x1.50 | 130
| Cor: + Hall PB3 i/i | 1x31.75x1.0x1.50 | 48
444
"C" | Internal P/Beam
| Female Digital Lab: PB1 | 1x53.25x1.0x1.50 | 80
| Hori: Off:+Lav: i/l PB2 | 1x2x20.0x1.0x1.50 | 60
| Ver: PB2 | 1x20.0x1.0x1.50 | 30
| Ver: Lav: PB7 | 1x13.50x1.0x1.50 | 20
| PB6 (Horiz:) | 1x6.0x1.0x1.50 | 9
| PB6 (Ver:) | 1x3x5.0x1.0x1.50 | 23
222
"D" | Male Digital Lab:
| Hall + Off: PB2 | 1x2x20.0x1.0x1.50 | 60
| Office + Lav: PB7 | 1x2x20.0x1.0x1.50 | 60
| Office PB6 | 1x13.50x1.0x1.50 | 20
| Attached Lab: PB6 | 1x6.0x1.0x1.50 | 9
| Gen: Lav: PB6 | 1x3x5.0x1.0x1.50 | 23
| PB1 M/Hall+Off:+Lav: Slab | 1x63.75x1.0x1.50 | 96
| Coner PB6 | 1x(6.75+5.75)x1.0x1.50 | 19
287
"E" | External Roof Beam
| Female Lab: B1 | 1x55.0x0.75x2.0 | 183
| B5 | 1x83.0x0.75x2.0 | 125
| B7 | 1x21.50x0.75x2.0 | 32
| B7 | 1x17.25x0.75x2.0 | 26
Page No: 04
S.NO | Description | Measurement | Quantity | Rate | Unit | Amount
| B6 | 1x(7.58+11.93+9.93+9.67+9.93+12.37+15.37)x0.75x2.0 | 115
| Coridor + Lab: B3 | 1x32.25x0.75x2.0 | 48
529
"F" | Inter Beam
| Female Digital Lab: B1 (Hor:) | 1x53.50x0.75x2.0 | 80
| B2 Vertical | 1x2x20.0x0.75x2.0 | 60
| B3 T/Beam Lab: | 1x20.0x0.75x2.0 | 30
| Office B-9 | 1x13.50x0.75x2.0 | 20
| Attach Lav: B2 | 1x6.0x0.75x2.0 | 9
| Gen: Lav: | 1x20.0x0.75x2.0 | 30
| Stair Case Beam | 1x8.0x0.75x2.0 | 12
| B3 Corridor | 1x10.0x0.75x2.0 | 15
| Stair Case | 1x16.0x4.50x0.50 | 36
| Steps | 1x17x1/2x4.50x1.0x0.50 | 19
| Male Lab: G:/Lav: B7 | 1x20.0x0.75x2.0 | 30
| Gen: Lav-1 | 1x20.0x0.75x2.0 | 30
| (B2) | 1x2x20.0x0.75x2.0 | 60
| (B6) | 1x13.50x0.75x2.0 | 20
| Attached Lav: | 1x6.75x0.75x2.0 | 10
| Lab:-B3 T-Beam | 1x20.0x0.75x2.0 | 30
| B1 | 1x62.25x0.75x2.0 | 93
| Corridor B3 | 1x10.0x0.75x2.0 | 15
599
"G" | Lintel (Female Side)
| Female Digital Lab: D | 1x6.50x0.75x1.0 | 5
| Office D | 1x5.50x0.75x1.0 | 4
| Attach Lav: D | 1x4.50x0.75x1.0 | 3
| G/Lav: Passage D | 1x5.75x0.75x1.0 | 4
| Gen: Lav: | 1x17.50x0.75x1.0 | 13
| Windows W1 | 1x3x8.0x0.75x1.0 | 18
| Office W2 | 1x4.50x0.75x1.0 | 3
| Lav: (V) | 1x20.0x0.75x1.0 | 15
| " (V) | 1x4.50x0.75x1.0 | 3
| Corridor | 1x15.37x0.75x1.0 | 12
| " | 1x12.37x0.75x1.0 | 9
| " | 1x(9.93+9.67+9.93+11.83)x0.75x1.0 | 31
| " | 1x18.08x0.75x1.0 | 14
134
"H" | Male Lab:
| Lab: Doors | 1x6.50x0.75x1.0 | 5
| Office Door | 1x5.50x0.75x1.0 | 5
| Attach Lav: | 1x4.50x0.75x1.0 | 4
| Gen: Lav: Passage | 1x5.75x0.75x1.0 | 5
| Gen: Lav: Door | 1x15.0x0.75x1.0 | 12
| Windows | 1x3x8.0x0.75x1.0 | 18
| Office W2 | 1x4.50x0.75x1.0 | 4
Page No: 05
S.NO | Description | Measurement | Quantity | Rate | Unit | Amount
| Lav: (V) | 1x20.0x0.75x1.0 | 15
| (V) | 1x4.50x0.75x1.0 | 4
| Corridor | 1x15.37x0.75x1.0 | 12
| " | 1x12.37x0.75x1.0 | 10
94
"I" | Roof Slab
| From Digital Lab: (13-1) | 1x23.50x89.25x0.50 | 1048
| Male Lab: (A to E) | 1x35.50x23.50x0.50 | 417
| Fin | 1x28.42x71.33x0.50 | 1014
| Trap | 1x17.50x7.08x0.50 | 62
2541
|  | (28.53+40.53/2)x10.33x0.50 | 178
| Tower | 1x21.50x9.50x0.50 | 102
280
| Total:- Qty:- ( A+B+C+D+E+F+G+H+I) 2562 + 444 + 222 + 287 + 529 + 134 + 94 + 2541+280= |  | 7692
|  |  | @ | 337 | Pcwt | 2592204
3-B | Second Floor
| Tower | 24.50x12.50x0.50 | 153
| Beam O/O | 1x2x9.50x0.75x2.0 | 29
| " | 1x2x20.0x0.75x2.0 | 60
| Trap | 1x17.50x7.08x0.50 | 62
| Bracket Chajja | 1x2x18.08x8.33x0.42 | 127
| Bracket | 1x2x7x8.33x0.50x1.50 | 87
518
|  |  | @ | 337 | Pcwt | 174566
3-C | Ratio 1:1-1/2:3
"A" | PC-I | 24x1.0x1.75x6.0 | 252
| PC-2 | 1x8x1.0x2.0x6.0 | 96
| C1 | 1x24x0.75x1.50x10.50 | 284
| C2 | 1x8x0.75x2.0x10.50 | 126
758
"B" | Stair Case Pedestial | 1x4.0x1.0x6.0 | 24
| Tower Col: | 1x4x0.75x1.50x7.0 | 32
56
| Parapit | 1x(11.93+13.92+28.42+23.50+89.25 +23.50+35.50+23.50+17.50+7.08 + 12.37+28.42)x0.33x3.0 | 312
| Cooping | 1x(11.93+13.92+28.42+23.50+89.25 +23.50+35.50+23.50+17.50+7.08+ 12.37+28.42)x0.67x0.33 | 70
382
|  | Total: (3-C) (A+B+C) 758+ 56+382= | 1196
|  |  | @ | 349 | Pcwt | 133318
Page No: 06
S.NO | Description | Measurement | Quantity | Rate | Unit | Amount
4 | Fabrication of mild steel reinforcement for cement concrete including cutting bending,
laying in position making joints and fastenings including cost of binding wire (also includes
removal of rust from bars.) Using Tor Bars. (SI, NO: 7 (b) P.20)
| Qty: Same Item No: (3-A+3-B+3-C) R.C.Cx9406x6.0/112= |  | 503.893
503.893
|  |  | @ | 5001.97 | P.cwt | 2520457.6692 | 2520457.6692
5 | Pacca brick work in foundation and plinth in.1:6. (SI,NO: 4( I )e. P. 25)
"A" | B/W Footing External Walls
| B/S B/W (F3+F5 (13-11) | 1x7.87x1.13x1.50 | 13
| F5 to F3 (11-9) | 1x7.87x1.13x1.50 | 13
| (9-7) F3 to F2 | 1x6.25x1.13x1.50 | 11
| (9-4) F2 to F4 | 1x4.0x1.13x1.50 | 7
| (4-3) F4 to F4) | 1x1.25x1.13x1.50 | 2
| (3-1) F4 to F2 | 1x14.0x1.13x1.50 | 24
| (H to F) F2 to F2 | 1x4.75x1.13x1.50 | 8
| (F + D) F2 to F3 | 1x6.25x1.13x1.50 | 11
| (D to B) F3 to F5 | 1x7.87x1.13x1.50 | 13
| (B to A) F5 to F3) | 1x8.37x1.13x1.50 | 14
| (A to 3) F3 to F5 | 1x13.25x1.13x1.50 | 22
| (3+5) F5 to F2 | 1x3x1.13x1.50 | 5
| (A to B) (F2 to F4) | 1x8.62x1.13x1.50 | 15
| Cross (B-6) F4 to F4 | 1x4.87x1.13x1.50 | 8
| (6+8) (F4 + F1) | 1x3.62x1.13x1.50 | 6
| (8 to 10) F1 to F1 | 1x4.87x1.13x1.50 | 8
| (F1 to F4) (10-11) | 1x3.12x1.13x1.50 | 5
| (F4 to F2) (11-12) | 1x5.08x1.13x1.50 | 9
| (F2 to F1) (12-13) | 1x1.92x1.13x1.50 | 3
| (F1 to F6) (B+H) | 1x11.33x1.13x1.50 | 19
| (F6 to F3) (E to H) | 1x13.0x1.13x1.50 | 22
238
"B" | Internal Wall
| Vertical (13 + 11) F6 to F6 | 1x6.87x1.13x1.50 | 12
| " (F6 to F6) (11 to 9) | 1x6.87x1.13x1.50 | 12
| " (9+7) F6+ to F5 | 1x3.50x1.13x1.50 | 6
| " (F5 to F5) (7-4) | 1x2.75x1.13x1.50 | 5
| " (3-2) (F6 to F2) | 1x2x6.63x1.13x1.50 | 22
| Horiz: (3-A)(GtoF)F4ToF5 | 1x3.0x1.13x1.50 | 5
| " (F+D) (75 to F6) | 1x4.50x1.13x1.50 | 8
| " (F6 to F6) (D+B) | 1x6.87x1.13x1.50 | 12
| " (F6 to F5) B to A | 1x7.12x1.13x1.50 | 12
| " (14-E) F4 to F5 | 1x13.0x1.13x1.50 | 22
| " (G to E) F5 to F6 | 1x6.63x1.13x1.50 | 11
| " G to E (F5 to F5) | 1x5.87x1.13x1.50 | 10
| " F2 to F6 | 1x6.63x1.13x1.50 | 11
148
Page No: 07
S.NO | Description | Measurement | Quantity | Rate | Unit | Amount
"C" | B/W Col: External Walls
| Vert: (1to3)(F2toF4)(C1toC1) | 1x18.0x0.75x6.0 | 81
| " (3 to 4) (F4 to F4) C1 to C1 | 1x8.0x0.75x6.0 | 36
| " (4 to 7) (F4 to F2) C1 to C1 | 1x9.0x0.75x6.0 | 41
| " Offset | 1x6.63x0.75x6.0 | 29
| " | 1x7.50x0.75x6.0 | 34
| " | 1x1x13.50x0.75x6.0 | 61
| " (11-13)(F5 to F3) C1 to C1 | 1x14.50x0.75x6.0 | 65
| " (H to E) (13) (F3 to F6) | 1x19.75x0.75x6.0 | 89
| " (E to B) (13) (F6 to F1) | 1x17.33x0.75x6.0 | 78
| " (F1 to F2) (13-12)C2 to C2 | 1x6.0x0.75x6.0 | 27
| "(F2 to F4) (12 to 11) | 1x7.93x0.75x6.0 | 36
| (F1 to F2) ( C2 to C2) (10-8) | 1x7.93x0.75x6.0 | 36
| " (F1 to F2) (C2 to C2) (8-7) | 1x7.93x0.75x6.0 | 36
| " (F4 to F4)(C2 to C2) (7-5) | 1x10.37x0.75x6.0 | 47
| " (F4 to F2) (C2 to C2) (BtoA) | 1x13.37x0.75x6.0 | 60
| Corr: (F2toF5)(C2toC1) (5-3) | 1x10.0x0.75x6.0 | 45
| " (F5toF3) (C1toC1) (3to1) | 1x18.0x0.75x6.0 | 81
| " (4 to B) F3 to F5 (C1 to C1) | 1x14.13x0.75x6.0 | 64
| " (F5 to F3) (B to E) C1 to C1 | 1x13.87x0.75x6.0 | 62
| " Offset (D to E) | 1x6.63x0.75x6.0 | 30
| " | 1x7.50x0.75x6.0 | 34
| (F to H) (F2 to F2) C1 to C1 | 1x9.0x0.75x6.0 | 41
1113
"D" | Internal Walls
| Female Side | 1x2x11.13x0.75x6.0 | 100
| Hall,Off: Male Side(Ver: | 1x20.0x0.75x6.0 | 90
| (AtoH) (F5 to F) C1 to C1 | 1x14.13x0.75x6.0 | 64
| (F6 to F5) (D to F) C1 to C1 | 1x13.13x0.75x6.0 | 59
| (F6 to F5) (D to F) C1 to C1 | 1x10.0x0.75x6.0 | 45
| Lav: (F5toF4) C1toC1 (FtoH) | 1x10.0x0.75x6.0 | 45
Male Side
| (13 to 11)(f6 to 76) C1 to C1 | 1x13.13x0.75x6.0 | 59
| (1 to 9) (F6 to F6) C1 to C1 | 1x13.13x0.75x6.0 | 59
| (F6 to F5) (9-7)(C1 to C1) | 1x12.0x0.75x6.0 | 54
| (F5 to F5) C1 to c1 (7-4) | 1x10.0x0.75x6.0 | 45
| (F6 to F5) (C1 to C1) (11) | 1x20.0x0.75x6.0 | 90
| (F6 to F2) (C1 to C1) (9) | 1x13.08x0.75x6.0 | 59
| (F2 to F3) (C1 to C1) (9) | 1x6.0x0.75x6.0 | 27
| (F5 to F5) C1 to c1 (7) | 1x13.08x0.75x6.0 | 59
| (F5 to F5) (C1 to C1) (7) | 1x6.0x0.75x6.0 | 27
| (F5 to F4) (C1 to C1) (4) | 1x18.0x0.75x6.0 | 81
| Lav: Block L/Wall | 1x14.25x1.13x6.0 | 96
| " S/Wall | 1x3x3.63x1.13x6.0 | 74
1133
"E" | Steps | 1x13.0x(5.0+4.0+3.0+2.0+1.0)x0.50 | 117
Page No: 08
S.NO | Description | Measurement | Quantity | Rate | Unit | Amount
| " | 1x10.0x(5.0+4.0+3.0+2.0+1.0)x0.50 | 75
192
| Total:- (A+B+C+D+E) 240+148+1113+1113+192= |  | 2824
|  |  | @ | 11948.36 | %cft | 337421.6864 | 337421.6864
6 | Pacca brick work in ground floor in Cement sand mortar 1:6. (SI, NO: 5( I )e P. 21)
"A" | External Wall
| (E-13) | 1x19.25x0.75x10.25 | 148
| (13-11) | 1x14.25x0.75x10.25 | 110
| (11-9) | 1x13.50x0.75x10.25 | 104
| (9-8) | 1x7.50x0.75x10.25 | 58
| (7-4) | 1x9.25x0.75x10.25 | 71
| (4-3) | 1x8.0x0.75x10.25 | 62
| (3-1) | 1x18.50x0.75x10.25 | 142
| (H to F) | 1x9.25x0.75x10.25 | 71
| (E to D) | 1x7.50x0.75x10.25 | 58
| ( D to B) | 1x13.50x0.75x10.25 | 104
| ( B to A) | 1x14.25x0.75x10.25 | 110
| (A to 3) | 1x18.50x0.75x10.25 | 142
| Corridor ( 3 to 5) | 1x9.25x0.75x10.25 | 71
1251
"B" | External Walls
| Fins | (1.37+0.75)x0.75x10.25 | 16
| Fins | (3.37+0.75)x0.75x10.25 | 32
| Fins | (1.125+0.75)x0.75x10.25 | 14
| Fins | 1.125x0.75x10.25 | 9
| Fins | 2x2x1.125x0.75x10.25 | 35
| Fins | 2x1.125x0.75x10.25 | 17
| Fins | 1x(1.125+0.75)x0.75x10.25 | 14
| Reveals | 1x2x3.25x0.75x1.25 | 6
| Reveals | 1x2x3.25x0.75x1.25 | 6
| Entrance Reveals | 1x2x2.25x0.75x8.25 | 28
| Entrance Reveals | 1x2x2.25x0.75x8.25 | 28
205
"C" | Draft Walls | 1x7.125x0.75x3.25 | 17
| " | 1x7.125x0.75x3.25 | 17
|  | 1x7.50x0.75x3.25 | 18
| " | 1x7.125x0.75x3.25 | 17
|  | 1x7.75x0.75x3.25 | 19
88
"D" | Internal Wall Male Side
| (E to 13) (13-11) | 1x13.50x0.75x10.25 | 104
| (E to 13) (11-9) | 1x13.50x0.75x10.25 | 104
| (E to 13) (9-7) | 1x12.0x0.75x10.25 | 92
| (E to 13) (4-3) | 1x10.0x0.75x10.25 | 77
| (E to 13) 9 | 2x(5.25+12.75)x0.75x10.25 | 277
| (E to 13) (4) | 1x18.50x0.75x10.25 | 142
| Lav: Block L/Wall | 1x14.25x0.75x10.25 | 110
Page No: 09
S.NO | Description | Measurement | Quantity | Rate | Unit | Amount
| " S/Wall | 1x3x4.0x0.75x10.25 | 92
| " | 1x(6.75+6.0)x0.75x10.25 | 98
| Office Lav: | 1x5.25x0.75x10.25 | 40
1136
"E" | Internal Wall Female Side
| (A-B) (3) | 1x14.25x0.75x10.25 | 110
| (B+D)(3) | 1x13.50x0.75x10.25 | 104
| (D+F)(3) | 1x12.0x0.75x10.25 | 92
| (FtoH) (3) | 1x10.0x0.75x10.25 | 77
| (Fto3) (D+3) | 2x(5.25+12.75)x0.75x10.25 | 277
| Lav: Block L/Wall | 1x14.25x0.75x10.25 | 110
| " S/Wall | 1x3x4.0x0.75x10.25 | 92
| Office Lav: | 1x(6.75+6.0)x0.75x10.25 | 98
| (Lav: W) | 1x5.25x0.75x10.25 | 40
1000
| Total: (A+B+C+D+E) 1251+205+88+1136+1000= |  | 3680
Deduction
"A" | Male Side Lav: Door | 1x4.0x0.75x9.0 | 27
| Bath Door | 1x2.50x0.75x7.0 | 13
| Office Door | 1x3.50x0.75x9.0 | 24
| Gen: Bath Passage | 1x3.50x0.75x9.0 | 23
| Gen: Bath Lav: | 1x3x2.50x0.75x7.0 | 39
| Lab: W/1 | 1x3x6.0x0.75x6.0 | 81
| Office W1 | 1x4.50x0.75x6.0 | 20
| Bath Passage W3 | 1x2x3.0x0.75x6.0 | 27
| Bath V2 | 1x3x2.0x0.75x2.0 | 9
263
"B" | Male Side
| Lav: Door | 1x4.50x0.75x9.0 | 30
| Office Door | 1x3.50x0.75x9.0 | 24
| Gen: Lav: Passage | 1x3.50x0.75x9.0 | 24
| Gen: Lav: Door | 1x3x2.50x0.75x7.0 | 39
| Office Lav: | 1x2.50x0.75x7.0 | 13
| Lav: W1 | 1x6.0x0.75x6.0 | 27
| W2 | 1x4.50x0.75x6.0 | 20
| Bath Passage W3 | 1x3.0x0.75x6.0 | 14
| Bath V1 | 1x4.0x0.75x2.0 | 6
197
|  | Total: (A+B) 263+197= | 460
|  | Net Qty:- 3680 - 460 = | 3220
|  |  | @ | 12674.36 | %cft | 408114.392 | 408114.392
7 | Cement plaster 1:6 upto 20" height.(b) ½" thick. (SI, NO: 13(b) P. 58)
"A" | Internal Plaster
i | Male Lav: | 1x2x(20.0+20.0)x12.0 | 1200
| Office | 1x2x(12.0+13.0+5.0)x12.0 | 612
| Bath | 1x2x(6.75+6.0)x12.0 | 306
Page No: 10
S.NO | Description | Measurement | Quantity | Rate | Unit | Amount
| Gen: Lav: | 1x(5.25+20.0+10.0+5.75+4.75+14.25) x12.0 | 720
| Gen: Lav: II | 1x3x2x(4.0+5.0)x12.0 | 648
| Corridor | 1x(8.0+54.25+9.25+18.37+12.37)x12.0 | 1190
4676
ii | Fe-male Lab: | 2x(30.0+20.0+)x12.0 | 1200
| Office | 1x2x(1350+12.0)x12.0 | 612
| Bath | 1x2x(6.0+6.75)x12.0 | 306
| Lav: Block | 1x(5.25+20.0+10.0+5.75+4.75+14.25) x12.0 | 720
| Corridor | 1x(54.25+17.33+7.58+11.92+9.92+ 8.83+9.92)x12.0 | 1437
4275
|  | Total: (i + ii ) 4676+4275= | 8951
"B" | External Plaster
|  | 1x(17.33+21.50+84.50+55.0+31.50+15.37+12.37+9.92+8.83+9.92+11.93+ 7.58)x12 | 3429
3429
|  | Total: (A + B ) 8951 + 3429 = | 12380
|  |  | @ | 2206.6 | %sft | 273177.08 | 273177.08
8 | Cement plaster 1:4 upto 20" height.(a) ⅜" thick. (SI, NO: 11(a) P. 58)
|  | Qty: same as above item No:(07) | 12380
|  |  | @ | 2197.52 | %sft | 272052.976 | 272052.976
9 | 1st class deodar wood wrought. Joinery in doors and windows etc. fixed in position including
chowkats hold fasts h inges, iron tower blts. Chocks cleats, handles and cords with hooks,
etc. Deodar panelled or panelled and glazed or fully glazed. 1¾" thick. (SI, NO: 7(b) P.65)
only shuttrs.
Main Entrance
| " | 2x5.0x7.0 | 70
| " | 2x9.0x2.0 | 36
| " | 2x2.0x2.0x7.0 | 56
| Lav: Door | 1x2x4.50x9.0 | 81
| Office Door | 1x2x3.50x9.0 | 63
| Gen: Lav: | 1x2x3.50x9.0 | 63
| Gen: Bath | 1x2x3x2.50x7.0 | 105
| Attach Bath | 1x2x2.50x7.0 | 35
509
|  |  | @ | 1273.76 | P.sft | 648343.84 | 648343.84
10 | S/F in position Aluminium chanels framming for windows & vetilators of Alcop made with
5 mm thick tinted glass glazing ( belgium ) & fly screen i/c handles stopprs & locking
arranement etc. complete.(SI,NO: 84-b P. 108)
| Lav:W1 | 1x2x3x6.0x6.0 | 216
| Office W2 | 1x2x4.50x6.0 | 54
| Bath Passage W | 1x2x3.0x6.0 | 36
Page No: 11
S.NO | Description | Measurement | Quantity | Rate | Unit | Amount
| Bath V2 | 1x3x2.0x2.0 | 12
| Bath V | 1x4.0x2.0 | 8
326
|  |  | @ | 1647.69 | P.sft | 537146.94
11 | Supplying & fixing in position iron / steel grill of ¾" x ¼" size flat iron of approved
designe including painting 3 coats etc. complete wight not tobe less than 3.7 Lbs/sq foot of
finished grill.(SI, NO: 26 P.97)
| Lab: W1 | 1x2x3x6.0x6.0 | 216
| Office V2 | 1x2x4.50x6.0 | 54
| Bath V2 | 1x2x3.0x6.0 | 36
| Bath V2 | 1x3x2.0x2.0 | 12
| Bath V2 | 1x4.0x2.0 | 8
326
|  |  | @ | 180.5 | P.sft | 58843 | 58843
12 | P/F Hand made Halla Kaashi Gutka jalli 4" thick 5"x3"x4" with cement mortor ratio 1:3 with pigment
this rate above i/c trrenching jaillo trench opening of Masanary (R.A)
| Ver: Opp: | 1x7.125x5.75 | 41
| " | 1x7.125x5.75 | 41
| " | 1x7.50x5.75 | 43
| " | 1x7.125x5.75 | 41
| " | 1x7.75x5.75 | 45
211
|  |  | @ | 380 | Psft | 80180 | 80180
13 | Providing & laying tiles matt & glazed or double glazed on wall or floor as wall as facing
required patterns & design & jointed with high bond of required base i/o washing & filling
of joints with glurry of white cement & pigment in deside shape with finishing cleaning etc.
complete.( 20"x20"x1/8" ).(RA)
| Female Lab: | 1x20.0x30.0 | 600
| Skirting | 1x2x(20.0+30.0)x0.50 | 50
| Office | 1x2x(13.50+12.0)x0.50 | 26
| " | 1x13.50x12.0 | 162
| Corridor | 1x(17.33+9.75/2)x15.37 | 208
| " | 1x38.87x9.75 | 379
| Corridor | 1x33.50x9.25 | 310
| Corridor | 1x20.75x8.0 | 166
| Office | 1x12.0x13.50 | 162
| Skirting | 1x54.25x0.50 | 27
| " | 1x17.33x0.50 | 9
| " | 1x7.42x0.50 | 4
| " | 1x11.92x0.50 | 6
| " | 1x9.93x0.50 | 5
| " | 1x8.67x0.50 | 4
| " | 1x9.93x0.50 | 5
| " | 1x12.37x0.50 | 6
| " | 1x15.37x0.50 | 8
| " | 1x10.0x0.50 | 5
| " | 1x54.25x0.50 | 27
Page No: 12
S.NO | Description | Measurement | Quantity | Rate | Unit | Amount
| " | 1x8.0x0.50 | 4
| " | 1x20.75x0.50 | 10
2183
|  |  | @ | 275 | Psft | 600325 | 600325
14 | Providing and fixing with sunk iron screws wooden architrave approved design / Shaape having width not less
than 2-1/2" incheses. (SI 60 P No. 66)
| Main Entrance | 2x1x7.0 | 14
| " | 1x2.0x9.0 | 18
| Lab: Door | 1x2x4.50 | 9
| " | 1x2.0x2.0x9.0 | 36
| Office Door | 1x2x3.50 | 7
| Office V | 1x2.0x2.0x9.0 | 36
| Passage Lav: | 1x2x(2.50+7.0+7.0) | 33
| " | 1x2x3.50 | 7
| " | 1x2.0x2.0x9.0 | 36
| Lav: Door | 1x3x2.0x2.50 | 15
| " | 1x3x2.0x2.0x7.0 | 84
295
|  |  | @ | 49.97 | %sft | 14741.15
15 | Providing & fixing Aluminium sheet on doors pasted with glue (S.I No. 61 Page No: 66)
| Gen Lav: Door | 2x3x2.50x2.50 | 38
| Lav: Passage | 2x3.50x2.50 | 18
| Attach Bath | 1x2x2.50x2.50 | 13
69
|  |  | @ | 63.77 | %sft | 4400.13
16 | Laying floors of approved coloured glazed tiles ¼" thick laid in white cement & pigment on
a bed of ¾" thick cement mortar 1:2 (SI,NO: 25 P. 43)
| Gen Lav: | 1x3x2x4.0x4.0 | 96
| Passage | 2x20.0x5.25 | 210
| Passage | 2x5.75x5.25 | 60
366
|  |  | @ | 27747.06 | %sft | 101554.2396 | 101554.2396
17 | Glazed tile dado ¼" thick kaid in pigment over 1:2 cement sand mortar ¾" thick including
finishing. (SI, NO: 38 P.45)
| Gen: Lav: | 2x3.0x2.0x(4.0+4.0)x7.0 | 672
| Gen: Lav: Passage | 2x(5.25+20.0+10.0+5.75+4.75+14.25)x7.0 | 840
1512
|  |  | @ | 28299.3 | %sft | 427885.416 | 427885.416
18 | Cement concrete plain including placing compcting, finishing and curing, complete (including
screening and washing of stone aggregate without shuttering.). (SI, NO: 5 (g) P.16)
Ratio 1:2:4
| Below Tiles | 2x20.0x30.0x0.17 | 144
| " | 2x13.50x12.0x0.12 | 39
| " | 1x(17.33+9.75/2)x15.37x0.12 | 25
| " | 1x38.87x9.75x0.12 | 45
| " | 1x33.50x9.25x0.12 | 37
| " | 1x20.75x8.0x0.12 | 20
Page No: 13
S.NO | Description | Measurement | Quantity | Rate | Unit | Amount
| Lav: | 1x3.0x2.0x4.0x4.0x0.12 | 12
| Passage | 1x2x5.25x20.0x0.12 | 25
| " | 1x2x5.75x5.25x0.12 | 7
354
|  |  | @ | 14429.25 | %cft | 51079.545 | 51079.545
19 | Filling watering and ramming earth in floor with surplus earth from foundation lead upto one
chain and lift upto 5feet. (SI, NO: 21 P.5)
| 2/3 Qty: Same as Item No. (01-A) 10837x2/3= |  | 7224.6667
7224.6667
|  |  | @ | 1512.5 | %0cft | 10927.3083 | 10927.3083
20 | Filling watering and ramming earth under floor with new earth excavated from outside lead
upto one chain and lift upto 5feet. (SI, NO: 22 P.5)
"A" | Lab: | 1x2x20.0x30.0x3.87 | 4644
| Office | 1x2x13.50x12.0x3.87 | 1253
| Corridor | 1x(17.33+9.75/2)x15.37x3.87 | 805
| " | 1x38.87x9.75x3.87 | 2598
| " | 1x33.50x9.25x3.87 | 1199
| " | 1x20.75x8.0x3.87 | 642
| Lav: | 3x2x4.0x4.0x3.87 | 372
| Passage | 1x2x5.25x20.0x3.87 | 813
| " | 1x2x5.75x5.25x3.87 | 233
12559
"B" | C. Yard | 1x53.50x62.0x2.87 | 9520
| " | 1x18.93x54.25x2.87 | 2947
12467
|  | Total (A+B) 12559 + 12467 = | 25026
|  |  | @ | 3630 | %0cft | 90844.38 | 90844.38
21 | Supplying and filling sand under floor and plugging in wall.(SI,NO:29 P.31)
| Qty: Same as Item No. (20-A) 12559/3.87x0.50= |  | 1623
1623
|  |  | @ | 1141.25 | %cft | 18522.4875 | 18522.4875
22 | Cement plaster 1:4 upto 20" height.(c) ¾" thick. (SI, NO: 11(c) P. 52)
| Up To Plinth | 1x(18.83+21.50+84.50+55.0+31.50+16.12+12.37+9.92+9.67+9.92+11.79+7.42)x4.75 | 1371
1371
|  |  | @ | 3015.76 | %sft | 41346.0696 | 41346.0696
23 | Extra labour rate making grooves of 1" x ¼" or ¾" x ¼" plastered surface with true
edges both vertically & horizontly with uniform depth & with groove base smoothly finished
etc. complete as per instruction of Engineer Incharge.(SI,NO: 34 P.61)
| Qty: Same as Item No. (22) 1371/4.75= |  | 289
289
|  |  | @ | 7.71 | P.rft | 2228.19 | 2228.19
Page No: 14
S.NO | Description | Measurement | Quantity | Rate | Unit | Amount
24 | Extra labour rate for making cement plaster pattas/band around straight or carved opening
& around the edges of roof slabs the width not less than 6" with fine finshing as directed
by Engineer Incharge. (SI, NO: 35 P.61)
| Parapit | 1x(11.93+13.92+28.42+23.50+89.25+23.50+35.50+23.50+17.50+7.08+12.37+28.42) | 315
315
|  |  | @ | 19.36 | P.rft | 6098.4 | 6098.4
25 | Providing and laying 1" thick topping cement concrete (1:2:4) including surface finishing and
dividing into panels. (SI, NO: 16 P. 47)
"A" | 2" thick
| Over Roof | 1x23.50x89.25 | 2097
| " | 1x35.50x23.50 | 834
| " | 1x28.42x71.33 | 2027
| " | 1x17.50x7.08 | 124
| Tower | 1x24.50x12.50 | 306
5388
Deduction
| Trap | 1x(28.53+40.53/2)x10.33 | 178
| Tower | 1x21.50x9.50 | 102
280
|  | Net Qty:- 5388 - 280 = | 5108
|  |  | @ | 3275.5 | %sft | 167312.54 | 167312.54
26 | Supplying & fixing caligraphy tiles of approved size in required colour & design of tiles
specification jointed in white cement & pigment over a base of 1:2 Grey cement mortar 3/4"
thick & i/c washing & filling of joints with slurry white cement & pigment in desired shape
with finishing cleaning & coat of wax polsh etc. complete i/c cutting tiles to proper profile
including carrage upto site of work. (R.A)
| Calligraphic | 1x8.50x3.50 | 30
30
|  |  | @ | 803.01 | Psft | 24090.3
27 | S/F false cailling of plaster of paris, in pannels inclding making frame, work Deodar wood
including painting with Soligia paint. (SI,NO: 52 P.72)
| Male / Female Lab: | 1x2.0x30.0x20.0 | 1200
| Office | 1x2x13.50x12.0 | 324
1524
|  |  | @ | 25293.42 | %sft | 385471.7208
28 | P/F plaster of paris ceiling border of 8"x10" with of specified design & thicknss i/c fixing
beside ceiling with nails/screws with getties(SINO.44 P45)
| Lab: | 1x2x2.0x3.0 | 120
| " | 1x2x2x20.0 | 80
| " | 1x2x2x13.50 | 54
| " | 1x2x2x12.0 | 48
302
|  |  | @ | 204.22 | P.rft | 61674.44
Page No: 15
S.NO | Description | Measurement | Quantity | Rate | Unit | Amount
29 | Providing & fixing printed glazed porcelien laser cut Granite floor tiles wall dado (18"x12"x3/8")
jointed in white cement and laid over bed of 3/4" thick grey cement sand mortar ratio 1:3 washing
/filling of joints with white cement etc complete in all respect (Impoted)(R.A).
| M/Gate F/S Vert: | 2x2x1.50x9.0 | 54
| " (H) | 2x2x2.50x1.0 | 10
| Doors Trap (H) | 1x2x17.0x2.0 | 68
132
|  |  | @ | 312.96 | P.rft | 41310.72
30 | Laying white 3/4" thick marble flooring fine dressed in the surface without winging set in lime mortar
1:2 including rubbing & polishing of the joints. (SI,NO: 28 P.43)
| Steps Riaser | 1x5x13.0x1.0 | 65
| Raiser | 1x5x13.0x0.50 | 33
| Tread | 1x5x10.0x1.0 | 50
| Raiser | 1x5x10.0x0.50 | 25
173
|  |  | @ | 628.93 | P.sft | 108804.89 | 108804.89
31 | Primary coat of chalk under distempering.(SI,NO: 23 P.54)
| Corridor | 1x2x10.0x20.0 | 400
| Corridor | 1x(17.33+9.75/2)x15.37 | 208
| " | 1x38.87x9.75 | 379
| " | 1x33.50x9.25 | 310
| " | 1x20.75x8.0 | 166
1463
|  |  | @ | 393.25 | %sft | 5753.2475 | 5753.2475
32 | Distempering. (SI,NO: 24 P.60)
Three Coats.
|  | Qty: Same as Item No: (31) | 1463
1463
|  |  | @ | 1079.65 | %sft | 15795.2795
33 | Preparing the surface & painting with matt finish i/c rubbing the surface with Bathy
( silicon carbide rubbing brick ) filling the voids with zink / chalk/plaster of parise mixture.
Applying frist coat premix making the surface smooth & then painting 3 coats with matt
finish of approved make etc.complete.(New Surface) (SI,NO: 36 P.55)
|  | Qty: Same as Item No: (07-A) | 8951
8951
|  |  | @ | 3444.38 | %sft | 308306.4538
34 | Preparing the surface & painting with weather caot i/c running the surface with rubbing
brick /sand paper filling the voids with chalk/plaster of paris & then painting with weather
coat of approved make.(New Surface).2nd & subsequent coat.(SI,NO: 38 P. 56)
|  | Qty: Same as Item No: (07-B) | 3429
3429
|  |  | @ | 2567.95 | %sft | 88055.0055
35 | Painting doors and windows any type.three coats. (SI,NO: 4(b/c) P. 70)
OLD SURFACE
|  | Qty: Same as Item No: (09x2) 2x(509)= | 1018
1018
|  |  | @ | 2116.41 | %sft | 21545.0538 | 21545.0538
Page No: 16
S.NO | Description | Measurement | Quantity | Rate | Unit | Amount
36 | Providing & fixing of ornamental hand made kashi razo of various sizes (8"x8"x12"x8") or 12"x12"x or 12"x10")
as per site requirement of approved make & desigen ober the bed of 3/4 thick bed of cement mortor on walls of
floor 1" thick (R.A)
| Walls | 1x(84.50+55.0+31.50+15.37+12.37+28.53+11.93+7.67+18.08+21.50)x1.0 | 286
286
|  |  | @ | 318.44 | P.rft | 91073.84 | 91073.84
37 | P/F cement paving blocks flooring having size of 197x97x80 (mm) of city / quddra / cobble
shape with pigmented, having strength b/w 5000 psi to 8500 psi i/c filling the joints with
hill sand and laying in specified manner / pattern & design etc. complete.(SI,NO: 73 P. 50)
| Poarch | 1x53.50x62.0 | 3317
| " | 1x18.93x54.25 | 1026
4343
|  |  | @ | 223.97 | Psft | 972701.71
38 | Providing & Fixing aluminum powder coated stair railing of 3½ft height comprising of horizontal
2½"x2½" at bottom & centre 1½"x1½" vertical tube 8" c/c and 3" dia Aluminum tube vertical post with
round ball on top all as per drawings and directions of the Engineer with & i/c. cutting holes in treads
for fixing and making good the damages etc. Complete.
| Stair Case | 1x18.0 | 18
18
|  |  | @ | 3623 | Prft | 65214
39 | Providing and Fixing approved quality factory polished Granite Tiles/ Slab (2cm thick
Tread) in one piece for Riser / Tread of stair case with 1:4 cement sand mortar base of
required thickness to achive a minimum over all finished thickness. Washing the tiles with
matching color including curing, rubbing, chemical polished etc, complete (with ballnose &
anti-slip).complete as per direction of Engineer Incharge.
|  | 1x16.0x5.0x1.0 | 80
| Riaser | 1x16.0x5.0x0.50 | 40
| Landing | 1x8.0x5.0 | 40
| Riaser | 1x8.0x0.50 | 4
164
|  |  | @ | 750 | Psft | 123000
12409307
Mosaic tiles availbe in the market is of poor quaility and not durable heance of Provision of Marble
3/8" thick has been provided keeping in view the estibility of flooring w/o exceeding
of over all aproved cost.
Assistant Engineer
| Sub-Engeenir |  |  |  | Education Works Division
Nawabshah.
4 | Cement plaster 1:6 upto 20" height.(b) ½" thick. (SI, NO: 13(b) P. 58)
| Toe Wall | 1x2x70.12x3.50 | 491
| " | 1x2x145.50x3.50 | 1018
| " | 1x107.25x3.50 | 375
1884
|  |  | @ | 2206.6 | %sft | 41572.344 | 41572.344
5 | Cement plaster 1:4 upto 20" height.(a) ⅜" thick. (SI, NO: 11(a) P. 58)
|  | Qty: same as above item No:(04) | 1884
|  |  | @ | 2197.52 | %sft | 41401.2768 | 41401.2768
6 | Pacca brick work in foundation and plinth in.1:6. (SI,NO: 4( I )e. P. 25)
| Toe Wall | 1x2x70.12x0.75x4.63 | 487
| Toe Wall | 1x2x145.50x4.63 | 1347
| Toe Wall | 1x107.25x4.63 | 497
2331
|  |  | @ | 11948.36 | %cft | 278516.2716 | 278516.2716
Page No: 02
S.NO | Description | Measurement | Quantity | Rate | Unit | Amount
7 | Providing & fixing of ornamental hand made kashi razo of various sizes (8"x8"x12"x8") or 12"x12"x or 12"x10")
as per site requirement of approved make & desigen ober the bed of 3/4 thick bed of cement mortor on walls of
floor 1" thick (R.A)
| " | 1x16x1.50x25.0 | 600
600
|  |  | @ | 455.23 | Psft | 273138 | 273138
8 | P/F Hand made Halla Kaashi Gutka jalli 4" thick 5"x3"x4" with cement mortor ratio 1:3 with pigment
this rate above i/c trrenching jaillo trench opening of Masanary (R.A)
| (G/F) | 1x15x8.50x10.0 | 1275
| F/Foolr) | 1x15x8.50x10.0 | 1275
2550
|  |  | @ | 413 | Psft | 1053150 | 1053150
9 | Supplying & fixing caligraphy tiles of approved size in required colour & design of tiles
specification jointed in white cement & pigment over a base of 1:2 Grey cement mortar 3/4"
thick & i/c washing & filling of joints with slurry white cement & pigment in desired shape
with finishing cleaning & coat of wax polsh etc. complete i/c cutting tiles to proper profile
including carrage upto site of work. (R.A)
| Calligraphic | 1x13.50x3.50 | 47
47
|  |  | @ | 803.01 | Psft | 37741.47
10 | Providing & fixing jointing Shahi Stone Tile as face elevation (plain stone tiole dully mixied with
ornamential embosed stone tiles as par desigen requirment) i/c its gota (12"x6"x1") jointed in
white cement and laid over bed of 3/4" thick grey cement sand motor ratio 1:3 i/c washing of
jointing with white cement etc complete in all respect (R.A)
| F/S elevation | 1x2x2x23.50x26.50 | 2491
| " | 1x11.47x26.50 | 304
2795
|  |  | @ | 302.96 | Psft | 846773.2
11 | P/F cement paving blocks flooring having size of 197x97x80 (mm) of city / quddra / cobble
shape with pigmented, having strength b/w 5000 psi to 8500 psi i/c filling the joints with
hill sand and laying in specified manner / pattern & design etc. complete.(SI,NO: 73 P. 50)
| S/S Poarch L/S F/S | 2x40.75x21.75 | 1773
| Poarch F/S | 1x17.50x15.0 | 263
| W/S Cor: | 1x2x10.25x16.75 | 343
| F/S | 1x22.50x4.0 | 90
2469
|  |  | @ | 123.97 | Psft | 306081.93
Page No: 03
S.NO | Description | Measurement | Quantity | Rate | Unit | Amount
12 | Providing & fixing pre-Cast edges Block 3750 psi made size 6" inches thick & 12" long & 12" hight
i/c the cast of cartgae excavated work for machering 1450 psi lean concrete 2250 psi concrete machering
1:4 cement sand mortor (H.W S.I No. 14 Page No. 16)
| L/S L/R Poarch | 2x(21.75+40.75) | 125
| Poarch F/S | 1x17.50 | 18
| W/S Corner | 1x2x(16.75+4.0) | 42
| F/S | 1x22.50 | 23
208
|  |  | @ | 297.01 | Psft | 61778.08
13 | Filling watering and ramming earth under floor with new earth excavated from outside lead
upto one chain and lift upto 5feet. (SI, NO: 22 P.5)
| P/P | 1x107.25x2.25x2.75 | 664
664
|  |  | @ | 3630 | %0cft | 2410.32 | 2410.32
[5 empty] | Total:- | #VALUE!
[5 empty] | S.Items | 832009
|  |  |  | N.S.Item No. |  | 2210807
3 | Reinforced cement concrete work including all labour and material except the cost of steel
reinforcement and its labour for bending and binding which will be paid separately. This rate
also includes all kinds of forms moulds. Lifting shuttering curing rendering and finishing the
exposed surface (including screening and washing of shingle)
R.C. work in roof slab, beams columns rafts. Lintels and other structural members laid in
situ or precast laid in position completed in all respects. 1:2:4. (SI, NO: 6i P. 19)
"A" | Fotting -1 | 1x276x3.0x3.0x1.0 | 2484
"B" | Col: Fotting-2 | 1x40x5.0x3.0x1.0 | 600
"C" | Entt: Fotting | 1x2x7.0x6.0x1.50 | 126
"D" | Pedestal over Fotting | 1x276x1.0x1.0x4.0 | 1104
| Pedestal over Fotting | 1x40x2x1.0x1.0x4.0 | 320
"E" | Main Entt: Coll: Ped: | 1x2x2x1.50x1.50x4.0 | 36
Page No: 02
S.NO | Description | Measurement | Quantity | Rate | Unit | Amount
| Channal | 1x2x1x0.75x0.75x4.0 | 5
4675
"F" | N/S | 1x6x(100.0+2.50)x0.75x1.0 | 461
| E/S | 1x8x(100.0+6.87)x0.75x1.0 | 641
| N/S | 1x4x(100.0+9.50)x0.75x1.0 | 329
| E/S | 1x8x(100.0+7.67)x0.75x1.0 | 647
| W/S | 1x6x(100.0+7.67)x0.75x1.0 | 485
| W/S | 1x8x(100.0+7.25)x0.75x1.0 | 643
3206
"G" | Coll: over P/Beam | 1x427x1.0x1.0x6.0 | 2562
"H" | Entt: Coll: | 1x2x2x1.50x1.50x12.0 | 108
| " | 1x2x0.75x0.75x12.0 | 14
| " | 1x16.50x0.75x3.0 | 37
| Arch | 1x13.50x0.50x3.0 | 20
| " | 1x2x(6.75+6.75)x1.50x0.50 | 20
199
| Total:- Qty:- ( A+B+C+D+E+F+G+H) |  | 10642
|  |  | @ | 337 | Pcwt | 3586354
4 | Fabrication of mild steel reinforcement for cement concrete including cutting bending,
laying in position making joints and fastenings including cost of binding wire (also includes
removal of rust from bars.) Using Tor Bars. (SI, NO: 7 (b) P.20)
| Qty: Same Item No: (03) R.C.Cx10642x4.0/112= |  | 10642
380.071
|  |  | @ | 5001.97 | P.cwt | 1901103.7399 | 1901103.7399
5 | Pacca brick work in foundation and plinth in.1:6. (SI,NO: 4( I )e. P. 25)
| B/W Fotting | 1x276x9.50x0.75x1.0 | 1967
| B/W Fotting to fotting | 1x40x8.50x0.75x1.0 | 255
| B/W Pedestal | 1x276x12.0x0.75x3.0 | 7452
| " | 1x40x12.0x0.75x3.0 | 1080
10754
|  |  | @ | 11948.36 | %cft | 1284926.6344 | 1284926.6344
6 | Pacca brick work in other than building i/ c strcking of joints on walls upto 20 feet
height in:1:6. (SI, NO: 7( I )e P. 22)
| above P/B | 1x276x12.0x0.75x6.0 | 14904
| above P/B | 1x40x12.0x0.75x6.0 | 2160
17064
|  |  | @ | 12674.36 | %cft | 2162752.7904 | 2162752.7904
7 | Cement plaster 1:6 upto 20" height.(b) ½" thick. (SI, NO: 13(b) P. 58)
| C/Wall I/S | 1x276x12.0x2.25 | 40572
| " | 1x40x12.0x2.25 | 5880
46452
|  |  | @ | 2206.6 | %sft | 1025009.832 | 1025009.832
8 | Cement plaster 1:4 upto 20" height.(a) ⅜" thick. (SI, NO: 11(a) P. 58)
|  | Qty: same as above item No:(08) | 46452
|  |  | @ | 2197.52 | %sft | 1020791.9904 | 1020791.9904
Page No: 03
S.NO | Description | Measurement | Quantity | Rate | Unit | Amount
9 | Cement pointing struck joints on walls.Ratio 1:2. (SI, NO: 19(a) P. 53)
| C/Wall O/S | 276x12.0x6.0 | 19872
| " | 40x12.0x6.0 | 2880
22752
|  |  | @ | 1287.44 | %sft | 292918.3488 | 292918.3488
10 | Primary coat of chalk under distempering.(SI,NO: 23 P.54)
|  | Qty: Same as Item No: (08) | 46452
46452
|  |  | @ | 442.75 | %sft | 205666.23 | 205666.23
11 | Distempering. (SI,NO: 24 P.60)
Three Coats.
|  | Qty: Same as Item No: (10) | 46452
46452
|  |  | @ | 1079.65 | %sft | 501519.018
12 | Colour washing.(SI,NO: 25 P.54)
Two Coats.
|  | Qty: Same as Item No: (09) | 22752
22752
|  |  | @ | 859.9 | %sft | 195644.448 | 195644.448
13 | Preparing the surface & painting with weather caot i/c running the surface with rubbing
brick /sand paper filling the voids with chalk/plaster of paris & then painting with weather
coat of approved make.(New Surface).2nd & subsequent coat.(SI,NO: 38 P. 56)
| Coll: O/S | 1x356x1.0x6.75 | 2403
2403
|  |  | @ | 2567.95 | %sft | 61707.8385
14 | Making & fixing steel grated doors with 1/16"thick sheeting including angle iron frame 2"x2"
⅜" and ¾" square bars 4" centre to centre with locking arrangement.(SI, NO: 24 P. 97)
| Main Gate | 1x12.0x7.0 | 84
|  |  | @ | 726.72 | P.sft | 61044.48 | 61044.48
15 | Providing & laying HALLA or pattern tiles glazed 6"x 6" x½" on floor or wall facing in
required floor & pattern of STILE specification jointed in white cement & pigment over a
base of 1:2 grey cement mortar ¾" thick including washing & filling of joins with slaurry
of white cement and pigment in desired shape with finishing claning & cost of wax polish etc.
complete including cutting tiles to proper profile.(SI, NO: 61 P. 54)
| " | 1x2x0.75x12.0 | 18
| " | 1x2x2x0.75x12.0 | 36
| " | 1x16.50x0.75 | 12
66
|  |  | @ | 47651.56 | %sft | 31450.0296 | 31450.0296
Page No: 04
S.NO | Description | Measurement | Quantity | Rate | Unit | Amount
16 | Supplying & fixing caligraphy tiles of approced size in required colour & desigen of
tiles specification jointed in white cement & pigment over a base of 1:2 Grey cement
mortar 3/4" thick & i/c washing & filling of joints with slurry white cement & pigment in
desired shape with finishing clearing & coat of wax polsh etc. complete i/c cutting tiles
to proper profie including carrage upto site of Work. (R.A)
| " | 1x13.50x3.0 | 41
41
|  |  | @ | 623 | Psft | 25543 | 25543
17 | Painting Guard bars, gates iron bars gratings, railings including standard barces (etc) and
similar open work. (SI,NO: 4(d) P. 76)
NEW SURFACE
| M/Gate | 1x2x12.0x7.0 | 168
168
|  |  | @ | 1270.83 | %sft | 2134.9944 | 2134.9944
13288231
Assistant Engineer
| Sub-Engeenir |  |  |  | Education Works Division
Nawabshah.
"A" | 1/1/2" thick
| Over Roof | 1x56.0x25.50 | 1428
1428
|  |  | @ | 2548.29 | %sft | 36389.5812 | 36389.5812
1 | Removing cement or lime plaster.(SI, NO: 53 P.14)
| C/Wall I/S | 1x39.0x3.0 | 117
| " | 1x5.0x3.0 | 15
| " | 1x67.0x3.0 | 201
| " | 1x97.0x2.0 | 194
| " | 1x73.0x2.0 | 146
673
|  |  | @ | 121 | %sft | 814.33
2 | Dismantling cement concrate palain.
| C/R Floor | 3x20.0x14.0x0.12 | 101
| Ver: | 1x20.0x5.0x0.12 | 12
| Lav: Floor | 2x5.0x5.0x0.12 | 6
| P/P | 1x11.50x3.0x0.12 | 4
123
|  |  | @ | 1306.8 | %sft | 1607.364
3 | Cement concrete plain including placing compcting, finishing and curing, complete (including
screening and washing of stone aggregate without shuttering.). (SI, NO: 5 (g) P.16)
Ratio 1:3:6
|  | Qty: Same Item No. (02) | 123
123
|  |  | @ | 12595 | %cft | 15491.85 | 15491.85
4 | Cement plaster 1:4 upto 20" height.(c) ¾" thick. (SI, NO: 11(c) P. 52)
|  | Qty:- Same Item No: (01) | 673
673
|  |  | @ | 3015.76 | %sft | 20296.0648 | 20296.0648
5 | Laying floors of approved coloured glazed tiles ¼" thick laid in white cement & pigment on
a bed of ¾" thick cement mortar 1:2 (SI,NO: 25 P. 43)
| Lav: Floor | 2x5.0x5.0 | 50
| Passage Floor | 1x11.50x3.0 | 35
85
|  |  | @ | 27687.86 | %sft | 23534.681 | 23534.681
6 | Glazed tile dado ¼" thick kaid in pigment over 1:2 cement sand mortar ¾" thick including
finishing. (SI, NO: 38 P.45)
G.Floor
| Lav: I/S | 2x3x5.0x4.0 | 120
| " | 2x1x2.50x4.0 | 20
| P/P I/S | 1x(11.50+3.0)x4.0 | 58
| " | 1x3x2.17x4.0 | 26
224
|  |  | @ | 28253.61 | %sft | 63288.0864 | 63288.0864
Page NO: 02
S.NO | Description | Measurement | Quantity | Rate | Unit | Amount
7 | Providing & laying HALLA or pattern tiles glazed 6"x 6" x½" on floor or wall facing in
required floor & pattern of STILE specification jointed in white cement & pigment over a
base of 1:2 grey cement mortar ¾" thick including washing & filling of joins with slaurry
of white cement and pigment in desired shape with finishing claning & cost of wax polish etc.
complete including cutting tiles to proper profile.(SI, NO: 61 P. 54)
| M/Gate Piller | 2x4x1.50x7.0 | 84
84
|  |  | @ | 47651.56 | %sft | 40027.3104 | 40027.3104
8 | Providing and fixing ⅜" thick marble tiles of approved quality & colour shade size
8" x 4/6" x 4" in dado skirting & facing removal / tucking of existing plaster surface etc.
over ½" thick of cement mortar 1:3 setting mortar base including filling the joints &
washing the tiles with white cement slurry, current, finishing cleaning and polishing etc.
complete.(SI,NO: 68 P.55)
| C/R Floor | 3x20.0x14.0 | 840
| Floor | 1x20.0x5.0 | 100
| Dado | 3x2x(20.0+14.0)x0.50 | 102
| Ver: I/S | 1x2x(20.0+5.0)x0.50 | 25
1067
Deduction
| Door | 3x2x4.0x0.50 | 12
| Ver: | 1x7.0x0.50 | 4
16
|  | Net Qty:- 1067 - 16 = | 1051
|  |  | @ | 186.04 | P.sft | 198504.68 | 198504.68
9 | Providing and laying 1" thick topping cement concrete (1:2:4) including surface finishing and
dividing into panels. (SI, NO: 16 P. 47)
"A" | 1/1/2" thick
| Over Roof | 1x56.0x25.50 | 1428
1428
|  |  | @ | 2548.29 | %sft | 36389.5812 | 36389.5812
"B" | 2" thick
| Path | 1x66.0x10.0 | 660
660
|  |  | @ | 3275.5 | %sft | 21618.3 | 21618.3
10 | Whit washing Two coats.(SI,NO: 26 P.54)
|  | Qty: Same Item No: (09) | 1428
| Lav: Celling | 2x5.0x5.0 | 50
1478
|  |  | @ | 425.84 | %sft | 6293.9152 | 6293.9152
11 | Distempering. (SI,NO: 24 P.60)
Two Coats.
| C/R I/S | 3x2x(20.0+14.0)x11.0 | 2244
| Ver: I/S | 1x2x(20.0+5.0)x11.0 | 550
2794
Page NO: 03
S.NO | Description | Measurement | Quantity | Rate | Unit | Amount
Deduction
| Door | 3x4.0x7.0 | 84
| N.Board | 3x8.0x4.0 | 96
| W= | 3x4.50x4.0 | 54
234
|  | Net Qty:- 2560 - 234 = | 2560
|  |  | @ | 1043.9 | %sft | 26723.84
12 | Colour washing.(SI,NO: 25 P.54)
Two Coats.
| O/S Building | 1x2x(53.0+22.50)x11.0 | 1661
| C/Wall | 1x(5.0+39.0)x6.0 | 264
| " | 1x(67.0+97.0)x6. | 984
| " | 1x73.0x6.0 | 438
| Lav: O/S | 1x2x(12.50+6.50)x8.0 | 304
| " I/S | 2x2x(5.0+5.0)x4.0 | 160
3811
|  |  | @ | 425.84 | %sft | 16228.7624 | 16228.7624
13 | Painting doors and windows any type.three coats. (SI,NO: 4(b/c) P. 70)
OLD SURFACE
| Door | 3x2x4.0x7.0 | 168
| W | 2x2x2.50x7.0 | 56
| Windows | 9x2x4.0x4.0 | 288
512
|  |  | @ | 1160.06 | %sft | 5939.5072 | 5939.5072
14 | Painting Guard bars, gates iron bars gratings, railings including standard barces (etc) and
similar open work. (SI,NO: 4(d) P. 76)
OLD SURFACE
| M/Gate | 1x2x10.0x6.0 | 120
120
|  |  | @ | 674.6 | %sft | 809.52 | 809.52
15 | Two coats of bitumen laid hot using 34 lbs for %sft over roof and blinded with sand at one
Cft per % Sft. (SI, NO: 13 P.41)
| Over Roof | 1x56.0x25.50 | 1428
1428
|  |  | @ | 1887.4 | %sft | 26952.072 | 26952.072
[5 empty] | Total:- | 504519.8646
Mosaic tiles availbe in the market is of poor quaility and not durable heance of Provision of Marble
3/8" thick has been provided keeping in view the estibility of flooring w/o exceeding
of over all aproved cost.
Assistant Engineer
| Sub-Engeenir |  |  |  | Education Works Division
Nawabshah.
2 | Dismantling brick work in lime or cement mortar. (SI, NO: 13 P.10)
| OHT | 2x6.50x0.37x3.0 | 14
| " | 2x4.75x0.37x3.0 | 11
| Piller | 4x1.50x0.75x2.0 | 9
34
|  |  | @ | 1285.63 | %cft | 437.1142
3 | Dismantling cement concrete reinforced separating reinforcement from concrete cleaning
and straightening the same. (SI, NO: 20 P.10)
| OHT Slab | 1x7.50x6.50x0.37 | 18
| OHT Slab | 1x7.50x6.50x0.33 | 16
| Lav: Roof | 1x12.50x7.50x0.33 | 31
| Lintels | 1x10.25x0.75x0.75 | 6
71
|  |  | @ | 5445 | %cft | 3865.95
4 | Pacca brick work in other than building i/ c strcking of joints on walls upto 20 feet
height in:1:6. (SI, NO: 7( I )e P. 22)
| C/Wall | 1x30.0x0.37x5.0 | 56
56
|  |  | @ | 12346.65 | %cft | 6914.124 | 6914.124
5 | Cement plaster 1:4 upto 20" height.(c) ¾" thick. (SI, NO: 11(c) P. 52)
|  | Qty:- Same Item No: (01) | 408
| C/Wall | 1x3.0x5.0 | 15
423
|  |  | @ | 3015.76 | %sft | 12756.6648 | 12756.6648
6 | Applying floating caot of cement 1/32" thick. (SI, NO: 14 P.59)
|  | Qty:- Same Item No: (05) | 423
423
|  |  | @ | 660 | %0cft | 2791.8
Page No: 02
S.NO | Description | Measurement | Quantity | Rate | Unit | Amount
7 | Notice board made with cement.(SI, NO: 1 P. 100)
| C/R Board | 2x9.25x3.33 | 62
62
|  |  | @ | 58.11 | Psft | 3602.82 | 3602.82
8 | Mud plaster on floor or roof 1" thick. (SI,NO: 2 P.51)
| Over Roof | 1x32.50x27.50 | 894
894
|  |  | @ | 555 | %sft | 4961.7 | 4961.7
9 | Lime Neru plaster 1:2 with fine finsh of Neru plaster mixed with 10% of cement.
| (SI,NO: 7 P.52) | ½" thick
| Over Roof | 1x32.50x27.50 | 894
894
|  |  | @ | 1428.35 | %sft | 12769.449
10 | Providing & laying HALLA or pattern tiles glazed 6"x 6" x½" on floor or wall facing in
required floor & pattern of STILE specification jointed in white cement & pigment over a
base of 1:2 grey cement mortar ¾" thick including washing & filling of joins with slaurry
of white cement and pigment in desired shape with finishing claning & cost of wax polish etc.
complete including cutting tiles to proper profile.(SI, NO: 61 P. 54)
| Ver: F/S | 4x1.0x10.0 | 40
| " | 2x1.50x10.0 | 30
| " | 2x33.0x1.0 | 66
136
|  |  | @ | 47651.56 | %sft | 64806.1216 | 64806.1216
11 | Whit washing Three coats.(SI,NO: 26 P.54)
| C/R Celling | 2x15.0x18.0 | 540
| Ver: | 1x31.0x7.0 | 217
757
|  |  | @ | 829.95 | %sft | 6282.7215 | 6282.7215
12 | Primary coat of chalk under distempering.(SI,NO: 23 P.54)
| C/R I/S | 2x2x(15.0+18.0)x11.0 | 1452
| " | 1x2x(31.0+7.0)x10.0 | 760
| Ver: F/S | 1x34.0x12.50 | 425
2637
Deduction
| Door | 2x4.0x6.50 | 52
| W= | 6x3.0x4.0 | 72
| " | 4x5.0x5.0 | 100
| Ver: Opp: | 1x6.0x7.0 | 42
| " | 2x4.50x5.0 | 45
311
|  | Net Qty:- 2637 - 311 = | 2326
|  |  | @ | 442.75 | %sft | 10298.365 | 10298.365
Page No: 03
S.NO | Description | Measurement | Quantity | Rate | Unit | Amount
13 | Distempering. (SI,NO: 24 P.60)
Three Coats.
|  | Qty:- Same Item No. (12) | 2326
2326
|  |  | @ | 1079.65 | %sft | 25112.659
14 | Colour washing.(SI,NO: 25 P.54)
Two Coats.
| C/R B/S | 1x34.0x11.50 | 391
| " E+W | 2x29.0x11.50 | 667
| C/Wall | 2x(47.0+31.50)x6.0 | 942
| " | 1x24.0x6.0 | 144
2144
|  |  | @ | 859.9 | %sft | 18436.256 | 18436.256
15 | Painting doors and windows any type.three coats. (SI,NO: 4(b/c) P. 70)
NEW SURFACE
| Door | 2x2x4.0x7.0 | 112
| Windows | 6x2x3.0x4.0 | 144
256
|  |  | @ | 2116.41 | %sft | 5418.0096 | 5418.0096
16 | Painting Guard bars, gates iron bars gratings, railings including standard barces (etc) and
similar open work. (SI,NO: 4(d) P. 76)
OLD SURFACE
| G= | 2x3x15.0x2.0 | 180
| G= | 7x7.0x2.0 | 98
| " | 2x4.50x5.0 | 45
| W=Grill | 6x2x1.21x3.62 | 53
| M/Gate | 1x10.0x6.0 | 60
436
|  |  | @ | 674.6 | %sft | 2941.256 | 2941.256
1190434.7399
Assistant Engineer
| Sub-Engeenir |  |  |  | Education Works Division
Nawabshah.
1 | Excavation in foundation of building bridges and other structures including dagbelling
dressing refilling around structure with excavated earth watering and ramming lead upto
5ft. In ordinary soil. (SI, NO: 18 (b) P. 5)
| Paorch fotting F3 | 1x2x7.0x7.0x5.0 | 490
| U.G Tank | 1x40.0x26.0x7.0 | 7280
| Poarch side wall | 1x2x15.0x2.50x2.50 | 188
| Steps | 1x1x13.0x2.50x2.50 | 81
| " | 1x25.0x7.0x1.0 | 175
8214
|  |  | @ | 3176.25 | %0cft | 26089.7175 | 26089.7175
2 | Cement concrete brick or stone bllast 1½" to 2" gauge.(SI, NO: 4 P. 15)
Ratio 1:4:8
| Poarch Footing Space | 2x7.0x7.0x0.75 | 74
| U.G Tank | 1x40.0x26.0x1.0 | 1040
| Poarch side wall | 1x2x15.0x2.50x0.50 | 38
| " | 1x13.0x2.50x0.50 | 16
| Steps | 1x25.0x7.0x0.50 | 88
1256
|  |  | @ | 9416.28 | %cft | 118268.4768 | 118268.4768
3 | Erection & removal of centering for R.C.C. or plain cement concrete works of Deodar Wood
(2nd-class).(SI,NO: 19a (ii) P.18)
| Poarch B/W Footing | 2x2x16.0x1.13 | 72
| Side Wall B/W Poarch | 2x2x21.0x6.0 | 504
| " | 2x14.0x1.13 | 32
|  | 1x2x20.0x6.0 | 240
848
|  |  | @ | 3127.41 | %sft | 26520.4368
4 | Cement concrete plain including placing compcting, finishing and curing, complete (including
screening and washing of stone aggregate without shuttering.). (SI, NO: 5 (g) P.16)
Ratio 1:2:6
| Poarch | 1x2x16.0x1.13x1.25 | 45
| B/W Padestal | 1x2x21.0x1.0x6.0 | 252
| B/W Footing | 1x14.0x1.13x1.25 | 20
| B/W Pedastel | 1x20.0x1.0x6.0 | 120
437
|  |  | @ | 12923.9 | %cft | 56477.443 | 56477.443
Page No: 02
S.NO | Description | Measurement | Quantity | Rate | Unit | Amount
5 | Reinforced cement concrete work including all labour and material except the cost of steel
reinforcement and its labour for bending and binding which will be paid separately. This rate
also includes all kinds of forms moulds. Lifting shuttering curing rendering and finishing the
exposed surface (including screening and washing of shingle)
R.C. work in roof slab, beams columns rafts. Lintels and other structural members laid in
situ or precast laid in position completed in all respects. 1:1-1/2:3. (SI, NO: 6i P. 19)
Padestal Column
| Poarch PC-4 | 1x2x1.0x1.0x6.0 | 12
| G/F Super Column C1 | 55x0.75x1.50x9.0 | 557
| C2 | 64x0.75x2.0x9.0 | 864
| C3 | 6x0.75x2.50x9.0 | 101
| C4 | 105x1.0x1.0x9.0 | 945
2479
| F/F Super Column C1 | 47x0.75x1.50x9.0 | 476
| C2 | 64x0.75x2.0x9.0 | 864
| C3 | 6x0.75x2.50x9.0 | 101
| C4 | 105x1.0x1.0x9.0 | 945
2386
|  | Total:- Qty 2479 + 2386 = | 4865
|  |  | @ | 349 | P.cft | 1697885 | 1697885
6 | Reinforced cement concrete work including all labour and material except the cost of steel
reinforcement and its labour for bending and binding which will be paid separately. This rate
also includes all kinds of forms moulds. Lifting shuttering curing rendering and finishing the
exposed surface (including screening and washing of shingle)
R.C. work in roof slab, beams columns rafts. Lintels and other structural members laid in
situ or precast laid in position completed in all respects. 1:2:4. (SI, NO: 6i P. 19)
"A" | Footing
| Poarch F2 | 1x2x6.0x6.0x1.50 | 108
| U.G Tank Bot | 1x40.0x26.0x1.00 | 1040
| U.G Tank L/Wall | 2x38.0x0.75x8.0 | 456
| U.G Tank S/Wall | 3x22.0x0.75x8.0 | 396
| U.G Tank Top Slab | 1x44.0x28.0x0.50 | 616
2616
"B" | Door+Windows Lantel
| Male+F.male+Conf: F/S+B/S | 2x116.63x0.75x1.0 | 175
| Conf:+Off+P.A Visit Mid | 1x81.62x0.75x1.0 | 61
| Conf:+Off+P.A Visit Mid | 1x68.46x0.75x1.0 | 51
| Male+F.Male Tech: | 2x30.0x0.75x1.0 | 45
| Principal | 1x20.0x0.75x1.0 | 15
| P.A + V.Prin | 1x13.25x0.75x1.0 | 10
| B/S C/Room | 2x215.25x0.75x1.0 | 323
| L/S+R/S G.Lav: | 2x23.0x0.75x1.0 | 35
| Clvert Slab | 1x26.0x9.0x0.75 | 176
891
Page No: 03
S.NO | Description | Measurement | Quantity | Rate | Unit | Amount
"C" | G/F Roof Beam
| Male+F.male+Conf: F/S+B/S | 2x116.63x0.75x1.0 | 175
| Conf:+Off:+P.A Visit Mid B-16 | 1x81.62x0.75x2.0 | 122
| Conf:+Off:+P.A Visit Mid B-15 | 1x68.46x0.75xx2.0 | 103
| Prin: bath B-15 | 1x4.50x0.75x2.0 | 7
| Prin:+V.Prin: Corid: B-14 | 1x198.67x0.75x2.0 | 298
| Prin:+V.Prin: Corid: B-9 | 1x198.67x0.75x1.50 | 224
| Stair Beam B-25 | 2x10.0x0.75x2.0 | 30
| L/S+R/S Stair Beam B-22 | 2x1x27.50x0.75x2.0 | 83
| L/S+R/S Stair Beam B-211 | 2x1x20.75x0.75x2.0 | 62
| Male+F.maleTech: S/Beam B-19 | 4x30.0x0.75x2.0 | 180
| Male+F.MaleTech: S/Beam B- | 2x2x16.0x0.75x2.0 | 96
| Principal S/Beam B-25 | 1x20.0x0.75x2.0 | 30
| Conf:+ Off: B-21, 24 | 4x15.0x0.75x2.0 | 90
| P.A-V.Prin: Short Beam B-9 | 4x13.25x0.75x2.0 | 80
| L/S+R/S Centre Corid: B-9 | 3x2x87.0x0.75x1.50 | 588
| B/S C/R L/Beam B-1,2,3,4,5 | 2x21.25x0.75x2.0 | 645
| Corid: Beam B-9 | 1x197.75x0.75x1.50 | 222
| C/R Short Beam B-12 | 9x24.0x0.75x2.0 | 324
| Nursery Short Beam B-13 | 3x30.0x0.75x2.0 | 135
| C/Room T-Beam B-67 | 8x16.0x0.75x2.0 | 192
| Nursery T-Beam B-6,8 | 2x2x20.0x0.75x2.0 | 120
| G.Lav: Long Beam B-10,11 | 2x2x21.50x0.75x2.0 | 129
| Corid: Beam S/Beam B-9 | 4x6.0x0.75x1.50 | 27
| Stair Flight | 4x2x5.0x12.0x0.50 | 240
| Stair Steps | 4x12x5.0x(1.0x0.50/2) | 60
| Stair Landing | 4x1x10.0x5.0x0.50 | 100
4362
"D" | Slab
| Conf:+Ent:+Off: Slab S-12 | 1x69.0x5.75x0.50 | 198
| Male+Prin:+F.Male+P.A Slab | 1x120.67x30.75x0.50 | 1855
| Corid: Slab S-4 | 1x198.67x11.50x0.50 | 1142
| Centre Corid: Slab S-4 | 1x13.50x83.0x0.50 | 560
| L/S + R/S G.Lav; +Stair Slab S-4 | 2x19.50x27.0x0.50 | 527
| Centeral+Side Corid: | 1x3x87.0x9.50x0.50 | 1240
| B/S C/Room Slab S-2,3,4 | 1x199.75x36.25x0.50 | 3620
| Nursary Off Set Slab S-3 | 1x46.25x6.0x0.50 | 139
| L/S+R/S Ver: Slab S-4 | 2x12.75x8.75x0.50 | 112
| L/S Mid Slab | 1x3x87.0x9.50x0.50 | 1240
10633
"E" | F/F Roof Beam
| B/S C/R L/Beam B-1,2,3,4,5 | 2x215.25x0.75x2.0 | 646
| Corid: Beam B-9 | 1x197.75x0.75x1.50 | 222
| C/R Short Beam B-12 | 9x24.0x0.75x2.0 | 324
| Biology+Chem: S/Beam B-13 | 3x30.0x0.75x2.0 | 135
| C/Room T-Beam B-67 | 8x16.0x0.75x2.0 | 192
| Biology+Chem: S/Beam B-6,8 | 2x2x20.0x0.75x2.0 | 120
Page No: 04
S.NO | Description | Measurement | Quantity | Rate | Unit | Amount
| G.Lav: Long Beam B-10,11 | 2x2x21.50x0.75x2.0 | 129
| Corid: Beam S/Beam B-9 | 4x6.0x0.75x1.50 | 27
| Stair Flight | 2x2x5.0x12.0x5.0 | 120
| Stair Steps | 4x12x5.0x(1.0x0.50/2) | 60
| L/S+R/S G.Lav:;+Stair Slab S | 2x19.50x27.0x0.50 | 527
| B/S C/Room Slab S-2,3,4 | 1x199.75x36.25x0.50 | 3620
| L/S + R/S G.Lav; +Stair Slab S-4 | 2x12.75x8.75x0.50 | 112
| Corid: B-9 | 1x3x2x87.0x0.75x1.50 | 587
| (Cor B-9) | 1x197.75x0.75x1.50 | 222
| Corid: B/W Stair+Lib B-9 | 1x2x31.0x0.75x1.50 | 70
| B-14 | 1x116.17x0.75x2.0 | 174
| B-19 | 1x2x30.0x0.75x2.0 | 90
| B-17 | 1x2x26.0x0.75x2.0 | 78
| (B) 27 (6) | 1x2x36.75x0.75x2.0 | 110
| B-18 | 1x84.75x0.75x2.0 | 127
| B22 | 1x2x30.0x0.75x2.0 | 90
| B21 | 1x2x24.0x0.75x2.0 | 72
| B29 | 2x10.0x0.75x2.0 | 30
| Slab | 1x116.75x30.75x0.50 | 1795
| Offset | 1x65.50x6.50x0.50 | 213
| Roof Salab 25 | 2x2x10.0x0.75x2.0 | 60
| B21, 22 | 2x2x16.0x0.75x2.0 | 90
| Slab | 1x13.50x18.50x0.50 | 125
10167
| Total Qty:- (A+B+C+D+E)= (2616+891+4362+10633+10167)= |  | 28669
|  |  | @ | 337 | P.cft | 9661453 | 9661453
7 | Fabrication of mild steel reinforcement for cement concrete including cutting bending,
laying in position making joints and fastenings including cost of binding wire (also includes
removal of rust from bars.) Using Tor Bars. (SI, NO: 7 (b) P.20)
| Qty: Same Item No: (05+06) (4865+28669)= R.C.Cx33534x5.50/112= |  | 33534
1407.8527
|  |  | @ | 5001.97 | P.cwt | 7042036.8626 | 7042036.8626
8 | Filling watering and ramming earth under floor with new earth excavated from outside lead
upto one chain and lift upto 5feet. (SI, NO: 22 P.5)
| Poarch | 1x20.0x20.0x6.87 | 2748
2748
|  |  | @ | 3630 | %0cft | 9975.24 | 9975.24
9 | Providing and laying 1" thick topping cement concrete (1:2:4) including surface finishing and
dividing into panels. (SI, NO: 16 P. 47)
2" thick
Page No: 05
S.NO | Description | Measurement | Quantity | Rate | Unit | Amount
"A" | G/Floor
| Over Roof | 1x24.75x18.75 | 464
464
|  |  | @ | 3275.5 | %sft | 15198.32
"B" | Second Floor
| Cor: | 1x116.75x30.75 | 3590
| " | 1x6.0x64.75 | 388
| " | 1x2x192.25x8.0 | 3076
| " | 1x3x86.0x8.0 | 2164
| " | 1x16.75x192.25 | 3220
| Offset | 1x6.0x41.50 | 249
| Offset | 1x2.0x91.75 | 184
12871
|  |  | @ | 3729.26 | %sft | 479993.0546 | 479993.0546
10 | Pacca brick work in ground floor in Cement sand mortar 1:6. (SI, NO: 5( I )e P. 25)
"A" | G/Floor
| Male+Female+Conf: F/S Wall | 1x1167.67x0.75x8.0 | 700
| Conf:+Off:+P.A Visit Wall | 2x81.62x0.75x8.0 | 979
| Male+Female Tech: Bath Wall | 2x8.0x0.75x8.0 | 96
| Prin: Bath Wall | 1x4.50x0.37x8.0 | 13
| Prin:+V.Prin: Corid: Wall | 1x198.67x0.75x8.0 | 1192
| Corid: Wall | 1x98.67x0.75x3.0 | 447
| L/S +R/S Stair Wall | 2x2x21.50x0.75x8.0 | 516
| Male+F.Male Tech: Wall | 6x30.0x0.75x8.0 | 1080
| P.A +V.Prin: Shaort Wall | 3x13.25x0.75x8.0 | 239
| Centre Corid: Wall | 2x87.0x0.75x3.0 | 392
| C/R L/Wall | 2x215.25x0.75x8.0 | 2583
| Corid: Wall | 1x197.75x0.75x3.0 | 445
| C/R Short Wall | 8x24.0x0.75x8.0 | 1152
| Nursery Short Wall | 3x30.0x0.75x8.0 | 540
| G.Lav: Long wall | 2x3x21.50x0.75x8.0 | 774
| Unit p/Wall | 2x4x4.0x0.37x8.0 | 95
| Clvert Wall | 2x26.0x0.75x2.50 | 98
11341
Deduction
| Male+F.Male+Prin:+V.Prin: (D) | 7x4.0x0.75x8.0 | 168
| C/Room Door | 10x4.0x0.75x8.0 | 240
| G.Lav: Unit Bath Door | 16x3.0x0.75x7.0 | 252
| Male+F.Male+Prin:+V.Prin: (W) | 6x6.0x0.75x5.0 | 135
| C/Room Windows | 30x6.0x0.75x5.0 | 675
| G.Lav: Vent: | 14x3.0x0.75x2.0 | 63
1533
|  | Net Qty:- 11341 - 1533 = | 9808
Page No: 06
S.NO | Description | Measurement | Quantity | Rate | Unit | Amount
"B" | F/Floor
| C/R L/Wall | 2x215.25x0.75x8.0 | 2583
| Corid: Wall | 1x197.75x0.75x3.0 | 445
| C/R Short Wall | 8x24.0x0.75x8.0 | 1152
| Nursery Short Wall | 3x30.0x0.75x8.0 | 540
| G.Lav: Long Wall | 2x2x21.50x0.75x8.0 | 516
| Unit P/Wall | 2x4x0.37x8.0 | 95
| Computer Lab: End | 2x2x12.25x0.75x9.0 | 165
| 2nd Path | 2x2x11.75x0.75x9.0 | 317
| Site B/W B-19 | 1x2x2x8.37x0.75x9.0 | 226
| End | 1x2x1x12.95x0.75x9.0 | 165
| Hall (S/W) | 1x2x5.50x0.75x11.0 | 91
| Hall (S/W) | 1x2x8.75x0.75x11.0 | 144
| Hall Side (S/W) | 1x2x21.50x0.75x11.0 | 354
| Hall L/Wall | 1x2x(11.75+10.63+12.50+12.50+ 11.75)x11.0 | 1300
| Draft Wall | 1x8x7.0x0.75x3.0 | 126
| " | 1x20x7.83x0.75x3.0 | 352
| Corid: F/S | 1x3x2x10.0x0.75x3.0 | 135
8706
Deduction
| C/R Door | 10x4.0x0.75x8.0 | 240
| G.Lav: Unit Door | 10x3.0x0.75x7.0 | 158
| C/Room Windows | 30x6.0x0.75x5.0 | 675
| G.Lav: Vent: | 10x3.0x0.75x2.0 | 45
| Hall D+Comp: Lab: | 1x3x4.0x0.75x8.50 | 77
| Windows | 1x6x4.0x0.75x8.50 | 153
| Hall Windows | 1x5x4.0x0.75x8.50 | 128
|  | 1x4x2.0x0.75x8.50 | 51
1527
|  | Net Qty:- 8706 - 1527 = | 7179
|  | Total Qty:- (A+B) (9808+7179)= | 16987
|  |  | @ | 12674.36 | %cft | 2152993.5332 | 2152993.5332
11 | Providing and fixing G.I frames / chowkhats of size 7" x 2" or 4½" x 3" for door using/
window using 20 gauge G.I. sheet i/c welded hinges and fixing at site with necessary hold
fasts filling with cement sand slurry of tation 1:6 and repairing the jambs. The cost also i/c
carriage tools and plants used in making and fixing.(SI, NO: 28/29 P. 98)
"A" | Door Using
(i) | G/Floor
| Male+F.Male+Prin+V.Prin (D) | 7x1x30.0 | 210
| C/R Door | 10x1x30.0 | 300
| G.Lav: Unit+Bath Door | 16x1x17.0 | 272
Page No: 07
S.NO | Description | Measurement | Quantity | Rate | Unit | Amount
(ii) | F/Floor
| C/Room Door | 10x1.0x30.0 | 300
| G.Lav: Unit Door | 10x1x17.0 | 170
| " | 3x1x30.0 | 90
1342
|  |  | @ | 228.9 | P.rft | 307183.8 | 307183.8
"B" | Windows Using
(i) | G/Floor
| C/Room Windows | 30x1x44.0 | 1320
| G.Lav: Vent: | 14x1x10.0 | 140
| " | 11x1.0x44.0 | 484
(ii) | F/Floor
| C/Room Windows | 30x1x44.0 | 1320
| G.Lav: Vent: | 10x1.0x10 | 100
| " | 4x1x38.0 | 152
3516
|  |  | @ | 240.5 | P.rft | 845598 | 845598
12 | S/F in position Aluminium chanels framming for windows & vetilators of Alcop made with
5 mm thick tinted glass glazing ( belgium ) & fly screen i/c handles stopprs & locking
arranement etc. complete.(SI,NO: 84-b P. 108)
| Male+F.Male+Prin:V.Prin:(W) | 6x6x5.0 | 180
180
|  |  | @ | 1647.69 | P.sft | 296584.2
13 | S/F in position Aluminium chanels framming for hinged doors or Alcop made with 5 mm
thick tinted glass glazing ( belgium ) and Alpha ( Japan ) locks i/c handles stopprs etc.
(Bronze)(SI,NO: 83-b P.108)
| Ent: Door | 1x5.0x8.0 | 40
40
|  |  | @ | 1507.66 | P.sft | 60306.4
14 | Pacca brick work in foundation and plinth in.1:6. (SI,NO: 4( I )e. P. 25)
| Main Building Steps | 1x20.0x4.0x1.0 | 80
| " | 1x20.0x3.0x0.50 | 30
| " | 1x20.0x2.0x0.50 | 20
| " | 1x20.0x1.0x0.50 | 10
140
|  |  | @ | 11948.36 | %cft | 16727.704 | 16727.704
15 | Cement plaster 1:6 upto 20" height.(b) ½" thick. (SI, NO: 13(b) P. 58)
G/Floor
| Male.Female Teacher Wall | 2x2x(16.0+30.0)x11.0 | 2024
| Male+F.male Tech Bath wall | 2x2x(8.0+9.0)x6.0 | 408
| Princ: Wall | 1x2x(12.25+20.0)x11.0 | 710
| P.A & Visit Wall | 1x2x(16.0+13.25)x11.0 | 643
| Bath Wall | 6x2x(4.50+6.42)x11.0 | 1441
| Bath Wall | 2x2x(25.0+15.0)x11.0 | 1760
Page No: 08
S.NO | Description | Measurement | Quantity | Rate | Unit | Amount
| Conf:+ Off: Wall | 2x2x(16.67+13.25)x11.0 | 1316
| V.Prin: + Exam: Wall | 1x2x(81.62+6.0)x11.0 | 1928
| Corid: Wall | 2x14.75x11.0 | 325
| B/S Corid: Wall | 1x2x(197.08+6.0)x11.0 | 4468
| Stair Case Wall | 2x2x21.50x11.0 | 946
| Centre Corid: Wall | 2x2x21.50x11.0 | 1914
| " | 1x2x2x(25.25+30.0)x11.0 | 2431
| " | 1x2x(63.25+35.75)x11.0 | 2178
| B/S C/Room Wall | 8x2x(16.0+24.0)x11.0 | 7040
| Nursery Wall | 2x2x(20.0+30.0)x11.0 | 2200
| Stair Case Wall | 2x2x21.50x11.0 | 946
| G.Lav: Wall | 2x2x2x21.50x6.0 | 708
| B/S C/Room Corid: Wall | 1x2x(196.25+6.0)x11.0 | 4450
Building O/S Wall
| Male+Conf:+Off:+F.male Wall | 1x2x(198.67+29.0)x13.0 | 5919
| L/S+R/S Male+F,male Wall | 2x30.75x13.0 | 800
| Col:Offset | 26x2x1.25x13.0 | 845
| Centre Corid: Wall | 2x1x87.0x13.0 | 2262
| B/S C/Room Wall | 1x2x(215.25+40.25)x13.0 | 6643
F/Floor
| B/S C/Room Wall | 8x2x(16.0+24.0)x11.0 | 7040
| Nursery Wall | 2x2x(20.0+30.0)x11.0 | 2200
| Stair Case Wall | 2x2x21.50x11.0 | 946
| G.Lav: Wall | 2x2x(8.0+21.50)x6.0 | 708
| B/S C/Room Corid: Wall | 1x2x(196.25+6.0)x11.0 | 4450
Building O/S Wall
| B/S C/Room Wall | 1x2x(21.25+40.25)x11.50 | 5877
75526
Deduction
G/Floor
| Male.Female Prin: V.Prin: (D) | 7x4.0x8.0 | 224
| C/Room Door | 10x4.0x8.0 | 320
| G.Lav: Unit + bath Door | 16x3.0x7.0 | 336
| Male+F.male Tech Bath (W) | 6x6.0x5.0 | 180
| C/Room Windows | 30x6.0x5.0 | 900
| G.lav: Vent: | 14x3.0x2.0 | 84
F/Floor
| C/Room Door | 10x4.0x8.0 | 320
| G.Lav: Unit + bath Door | 10x3.0x7.0 | 210
| C/Room Windows | 30x6.0x5.0 | 900
| G.lav: Vent: | 10x3.0x2.0 | 60
3534
|  | Net Qty:- 75526 - 3534 = | 71992
|  |  | @ | 2206.6 | %sft | 1588575.472
Page No: 09
S.NO | Description | Measurement | Quantity | Rate | Unit | Amount
16 | Cement plaster 1:4 upto 20" height.(a) ⅜" thick. (SI, NO: 11(a) P. 58)
|  | Qty: same as above item No:(14) | 71992
|  |  | @ | 2197.52 | %sft | 1582038.5984 | 1582038.5984
17 | 1st class deodar wood wrought. Joinery in doors and windows etc. fixed in position including
chowkats hold fasts h inges, iron tower blts. Chocks cleats, handles and cords with hooks,
etc. Deodar panelled or panelled and glazed or fully glazed. 1¾" thick. (SI, NO: 7(b) P.65)
only shuttrs.
G/Floor
| C/Room Windows | 30x4x1.42x3.75 | 639
| G.Lav: Vent: | 14x2.75x1.75 | 67
F/Floor
| C/Room Windows | 30x4x1.42x3.75 | 639
| G.Lav: Vent: | 10x2.75x1.75 | 48
1393
|  |  | @ | 902.93 | P.sft | 1257781.49 | 1257781.49
18 | Providing & laying tiles glazed 6"x 6"x ¼" on floor or wall facing in required colour &
pattern of STILE specification jointed in white cement & pigment over a base of 1:2 grey
cement mortar ¾" thick including washing & filling of joints with slaurry of white cement
& pigment in desired shape with finishing cleaning & cost of wax polish etc. complete
including cutting tiles to proper profile.(SI,NO: 60 P.47)
| Pourch Columin | 2x6.0x11.0 | 132
132
|  |  | @ | 30509.77 | %.sft | 40272.8964
19 | D.P.C. with cement sand Ratio 1:2 mixed with dampo ¾" thick (SI,NO: 69(b) P.107)
| U.G Tank | 2x2x(17.50+22.0)x8.0 | 1264
1264
|  |  | @ | 952.88 | %.sft | 12044.4032
20 | Supplying & fixing windows printed blinds ( Horizontal / Vertical ) with plain design and of
approved colour i/c fixing windows with necessary accessories.(SI,NO: 71 P.75)
| Prin:+V.Prin:+Male Windows | 7x1x7.0x7.0 | 343
343
|  |  | @ | 91.11 | %.sft | 31250.73
21 | Providing & Fixing colour crete jto wall surface to provide, durable crust and aesthetics having
thickness upto 3/4" with specified colour having water fire and temite resistance (upto 20'-0) height)
(S.I No: 44 Page: 56)
Building O/S Wall
| Male+ Conf:+Off:+F.Male Wall | 1x2x(198.67+29.0)x18.0 | 8196
| L/S+R/S Male+F.Male Wall | 2x30.75x18.0 | 1107
| Col: Offset | 26x2x1.25x18.0 | 1170
| Centre Corid: Wall | 2x1x87.0x18.0 | 3132
| B/S C/Room Wall | 1x2x(215.25+40.25)x33.0 | 16863
30468
|  |  | @ | 6319.5 | %.sft | 1925425.26
Page No: 10
S.NO | Description | Measurement | Quantity | Rate | Unit | Amount
22 | Providing & laying HALLA or pattern tiles glazed 6"x 6" x½" on floor or wall facing in
required floor & pattern of STILE specification jointed in white cement & pigment over a
base of 1:2 grey cement mortar ¾" thick including washing & filling of joins with slaurry
of white cement and pigment in desired shape with finishing claning & cost of wax polish etc.
complete including cutting tiles to proper profile.(SI, NO: 61 P. 54)
| Buildg: P/P Wall | 1x2x(219.25+44.25)x1.50 | 791
| F/S Col: Osset | 28x2x1.25x15.0 | 1050
1841
|  |  | @ | 47651.56 | %sft | 877265.2196 | 877265.2196
23 | Laying floors of approved coloured glazed tiles ¼" thick laid in white cement & pigment on
a bed of ¾" thick cement mortar 1:2 (SI,NO: 25 P. 43)
G/Floor
| Passage Floor | 2x21.50x3.58 | 154
F/Floor
| G.Lav: Unit | 2x5x4.0x4.0 | 160
| Passage Floor | 2x21.50x3.58 | 154
468
|  |  | @ | 27747.06 | %sft | 129856.2408 | 129856.2408
24 | Glazed tile dado ¼" thick kaid in pigment over 1:2 cement sand mortar ¾" thick including
finishing. (SI, NO: 38 P.45)
F/Floor
| G.Lav: Unit | 5x2x(4.0+4.0)x5.0 | 400
| Passage Floor | 1x2x(21.50+3.58)x5.0 | 250
650
Deduction
G.Floor
| G.Lav: Unit+Bath Door | 2x5x3.0x5.0 | 150
150
|  | Net Qty:- 2520 - 450 = | 500
|  |  | @ | 28299.3 | %sft | 141496.5 | 141496.5
25 | Laying white 3/4" thick marble flooring fine dressed in the surface without winging set in lime mortar
1:2 including rubbing & polishing of the joints. (SI,NO: 28 P.43)
G/Floor
| Stair Case | 2x10.0x21.0 | 420
| Prin:+V.P B/S Corid: | 1x197.17x6.0 | 1183
| Stair Case | 2x10.0x21.50 | 430
| C/Room | 8x16.0x24.0 | 3072
F/Floor
| C/Room | 8x16.0x24.0 | 3072
| Stair Steps | 6x24x5.0x1.0 | 720
| Landing | 6x10.0x5.0 | 300
9197
|  |  | @ | 567.48 | P.sft | 5219113.56 | 5219113.56
26 | Providing and fixing ⅜" thick marble tiles of approved quality & colour shade size
8" x 4/6" x 4" in dado skirting & facing removal / tucking of existing plaster surface etc.
over ½" thick of cement mortar 1:3 setting mortar base including filling the joints &
washing the tiles with white cement slurry, current, finishing cleaning and polishing etc.
complete.(SI,NO: 68 P.55)
G/Floor
| Stair Case Wall | 2x2x21.50x0.50 | 43
| Stair Case Wall | 2x2x21.50x0.50 | 43
F/Floor
| Stair Case Wall | 2x2x21.50x0.50 | 43
| Stair Step Rizer | 6x24x5.0x0.50 | 360
489
|  |  | @ | 186.04 | P.sft | 90973.56 | 90973.56
27 | Primary coat of chalk under distempering.(SI,NO: 23 P.54)
| W/Shop+Sci: Hall+DRG | 4x26.67x17.58 | 1875
| T-Beam | 2x8x2x17.58x2.0 | 1125
| Vernd: Celling | 2x54.0x8.50 | 918
| A/C Off: Celling | 1x20.0x17.58 | 352
| Gen: Off: Celling | 1x33.25x17.58 | 585
| P.A Off: Celling | 1x12.92x17.58 | 227
| Prin: Off: Celling | 1x26.67x17.58 | 469
| Steno Celling | 1x6.0x12.75 | 77
| Bath Celling | 1x6.0x4.50 | 27
| Corid: Celling | 2x11.25x50.50 | 1136
| Stair Case Celling | 2x10.50x18.0 | 378
| C/Room Celling | 10x25.25x18.0 | 4545
| T-Beam | 1x10x2x18.0x2.0 | 720
| F/S Corid: Celling | 2x63.50x6.0 | 762
Page No: 12
S.NO | Description | Measurement | Quantity | Rate | Unit | Amount
| Staff Room Celling | 1x20.42x18.0 | 368
| Passage Celling | 1x7.33x5.17 | 38
| Bath Celling | 1x4.50x6.0 | 27
| Tea Celling | 1x4.0x4.0 | 16
| Lobby Celling | 1x16.0x38.0 | 608
| Toilet Celling | 1x25.25x18.0 | 455
| B/S Corid: Celling | 2x99.50x6.0 | 1194
| Lab: Celling | 2x40.0x17.58 | 1406
| Lab: Celling | 1x25.83x24.75 | 639
| Store Celling | 2x13.33x12.25 | 327
| Comp: Celling | 1x20.08x13.58 | 273
| Store Celling | 1x7.08x17.58 | 124
| Lobby Celling | 1x13.33x12.08 | 161
| Lib: Celling | 1x13.33x17.58 | 235
| Vernd: Celling | 1x53.0x3.17 | 168
| Corid: Celling | 2x11.25x50.50 | 1136
| Stair Case Celling | 2x10.50x18.0 | 378
| C/Room Celling | 11x25.25x18.0 | 5000
| T-Beam | 1x11x2x18.0x2.0 | 792
| F/S Corid: Celling | 2x63.50x6.0 | 762
| Lobby Celling | 1x16.0x38.0 | 608
| Toilet Celling | 1x25.25x18.0 | 455
| B/S Corid: Celling | 2x99.50x6.0 | 1194
| " | 1x2x25.25x30.0 | 1515
| " | 1x63.25x35.75x14.0 | 2261
G/Floor
| Male+F.Male Tech: Wall | 2x2x(16.0+30.0)x10.50 | 1932
| Male+F.Male Tech: Bath Wall | 2x2x(8.0+9.0)x6.0 | 408
| P.A & Visit Wall | 1x2x(16.0+13.25)x10.50 | 614
| Bath Wall | 6x2x(4.50+6.42)x10.50 | 1376
| Conf:+Off: Wall | 2x2x(25.0+15.0)X10.50 | 1680
| V.Prin:+Exam: Wall | 2x2x(16.67+13.25)x10.50 | 1256
| Corid: Wall | 1x2x(81.62+6.0)x10.50 | 1840
| Corid: Wall | 2x14.75x10.50 | 309
| B/S Corid: Wall | 1x2x(197.08+6.0)x10.50 | 4267
| Stair Case Wall | 2x2x21.50x10.50 | 903
| Centre Corid: Wall | 1x2x87.0x10.50 | 1827
| B/S C/Room Wall | 8x2x(16.0+24.0)x10.50 | 6720
| Nursery Wall | 2x2x(20.0+30.0)x10.50 | 2100
| Stair Case Wall | 2x2x21.50x10.50 | 903
| G.Lav: Wall | 2x2x(8.0+21.50)x6.0 | 708
| B/S C/Room Corid: Wall | 1x2x(196.25+6.0)10.50 | 4247
F/Floor
| B/S C/Room Wall | 8x2x(16.0+24.0)x10.50 | 6720
| Nursery Wall | 2x2x(20.0+30.0)x10.50 | 2100
| Stair Case Wall | 2x2x21.50x10.50 | 903
Page No: 13
S.NO | Description | Measurement | Quantity | Rate | Unit | Amount
| G.Lav: Wall | 2x2x(8.0+21.50)x6.0 | 708
| B/S C/Room Corid: Wall | 1x2x(196.25+6.0)10.50 | 4247
| " | 2x2x(25.25+30.0)x11.0 | 2431
| " | 1x2x(63.25+35.75)x14.0 | 2772
84307
Deduction
G/Gloor
| Male+F.Male+Prin+V.Prin(D) | 7x4.0x5.0 | 140
| C/Room Door | 10x4.0x5.0 | 200
| G.Lav: Unit+Bath Door | 16x3.0x2.0 | 96
| Male+F.Male+Prin+V.Prin W | 6x6.0x5.0 | 180
| C/Room W | 30x6.0x5.0 | 900
| G.Lav: Vent: | 14x3.0x2.0 | 84
F/Floor
| C/Room Door | 10x4.0x5.0 | 200
| G.Lav: Unit Door | 10x3.0x2.0 | 60
| C/Room Win | 30x6.0x5.0 | 900
| G.Lav: Vent: | 10x3.0x2.0 | 60
2820
|  | Net Qty:- 84307 - 2820 = | 81487
|  |  | @ | 442.75 | %sft | 360783.6925 | 360783.6925
28 | Distempering. (SI,NO: 24 P.54)
Three Coats.
|  | Qty same Item NO. (27) | 81487
|  |  | @ | 1079.65 | %sft | 879774.3955 | 879774.3955
29 | Painting Guard bars, gates iron bars gratings, railings including standard barces (etc) and
similar open work. (SI,NO: 4(a) P. 76)
NEW SURFACE
G/Floor
| Male+F.male+Prin+V.Prin: D | 7x2x4.0x8.0 | 448
| C/Room Door | 10x2x4.0x8.0 | 640
| G.Lav: Vent: | 14x2x3.0x2.0 | 168
F/Floor
| C/Room Door | 10x2x4.0x8.0 | 640
| G.Lav: Vent: | 10x2x3.0x2.0 | 120
2016
|  |  | @ | 2116.41 | %sft | 42666.8256 | 42666.8256
30 | Extra labour for 1st floor ( R.C.C ) SI,NO: 6(d) P.19)
|  | Quantity same as above item (6 E) | 10167
10167
|  |  | @ | 12.1 | Pcft | 123020.7 | 123020.7
31 | Extra labour for lifting steel 1st floor.
|  | Quantity same as above item (6E) | 544.6607
544.6607
|  |  | @ | 151.25 | Pcft | 82379.933
Page No: 14
S.NO | Description | Measurement | Quantity | Rate | Unit | Amount
32 | Extra labour for Brick Massonary (First Floor) SI.6(ii) P. 26)
|  | Quantity same as above item (6E) | 7179
7179
|  |  | @ | 438.6 | %cft | 31487.094
33 | Supplying & fixing in position iron / steel grill of ¾" x ¼" size flat iron of approved
designe including painting 3 coats etc. complete wight not tobe less than 3.7 Lbs/sq foot of
finished grill.(SI, NO: 26 P.97)
G/FloorBU
| Male+F.Male +Prin+V.Prin: W | 6x6.0x5.0 | 180
| C/Room Win | 30x6.0x5.0 | 900
F/Foor
| C/Room Win | 30x6.0x5.0 | 900
1980
|  |  | @ | 180.5 | P.sft | 357390 | 357390
34 | S/F false cailling of plaster of paris, in pannels inclding making frame, work Deodar wood
including painting with Soligia paint. (SI,NO: 52 P.72)
| Prin: Celling | 1x12.25x20.0 | 245
245
|  |  | @ | 25293.42 | %sft | 61968.879
35 | Providing & laying tiles matt & glazed or double glazed on wall or floor as wall as facing
required patterns & design & jointed with high bond of required base i/o washing & filling
of joints with glurry of white cement & pigment in deside shape with finishing cleaning etc.
complete.( 20x20x⅜ ).(RA)
| M/F Tech: F/: | 2x16.0x30.0 | 960
| M/F Tech: F/: | 2x2x(16.0+30.0)x0.50 | 92
| P.A & Visitors | 1x16.0x13.25 | 212
| P.A & Visitors | 1x2x(16.0+13.25)x0.50 | 29
| Conf: + Off: Floor | 2x25.0x15.0 | 750
| Conf: + Off: Floor | 1x2x(25.0+15.0)x0.50 | 40
| V.Prin: Exam Floor | 2x16.67x13.25 | 442
| V.Prin: Exam Floor | 1x2x(16.67+13.25)x0.50 | 29
| Conf: + Off: Floor | 1x2x25.25x30.0 | 1515
| " | 1x2x2x(25.25+30.0)x0.50 | 111
| Hall: | 1x63.25x35.75 | 2261
| " | 1x2x(63.25+35.75)x0.50 | 99
6540
Deduction
| M/F P+ V.Prin: Door | 7x4.0x3.0 | 84
84
|  | Net Qty:- 6540 - 84 = | 6456
|  |  | @ | 246 | P.sft | 1588176
Page No: 15
S.NO | Description | Measurement | Quantity | Rate | Unit | Amount
36 | P/F 1/2" thick Verona marble tiles of approved quality & colour shade size 12"/6"x1/2" in dado skirting
& facing removal/tucking of existing plaster surface etc over 1/2" thick base of cement morter 1:3 setting
base i/c filling the joints & meshing tiles with white cement slurry current, clearing etc complete (R.A)
| Ent: Wall | 2x37.25x0.50 | 37
| P.Corid: Wall | 2x34.75x0.50 | 35
| V.Prin: Corid: Wall | 2x34.83x0.50 | 35
| P.Corid: Wall | 1x2x(81.62+6.0)x0.50 | 88
| Corid: Wall | 2x14.75x0.50 | 15
| B/S Corid: Wall | 1x2x(197.08+6.0)x0.50 | 203
| Centre Corid: Wall | 1x2x87.0x0.50 | 87
| B/S C/Room Wall | 8x2x(16.0+24.0)x0.50 | 320
| Nursery Wall | 2x2x(20.0+30.0)x0.50 | 100
| B/S C/Room Corid: Wall | 1x2x(196.25+6.0)x0.50 | 202
| B/S C/Room Wall | 8x2x(16.0+24.0)x0.50 | 320
| Nursery Wall | 2x2x(20.0+30.0)x0.50 | 100
| B/S C/R Corid: Wall | 1x2x(196.25+6.0)x0.50 | 202
1744
Deduction
| C/R Door | 10x4.0x3.0 | 120
| C/R Door | 10x4.0x3.0 | 120
240
|  | Net Qty:- 1744 - 240 = | 1504
|  |  | @ | 152.84 | P.sft | 229871.36
37 | P/F Verona grade-1 Marble flooring 24"x12"x3/4" in Bed over 3/4" thick cement mortor 1:2
etc complete in all respect i/c chemical polish (R.A) Attached
| Ent: Floor | 1x12.0x37.25 | 447
| P.Corid: Floor | 1x34.75x6.0 | 209
| V.Prin: Corid: Floor | 1x34.83x6.0 | 209
| Nursery Floor | 2x20.0x30.0 | 1200
| Corid: Offset | 1x74.25x2.0 | 149
| Centre Corid: Floor | 1x8.0x87.0 | 696
| Bio+Ch: Lab: | 2x20.0x30.0 | 1200
| Corid: Offset | 1x214.67x6.0 | 1288
| Corid: | 1x74.25x2.0 | 149
| Corid: | 1x214.67x6.0 | 1288
6835
|  |  | @ | 201.23 | P.sft | 1375407.05
38 | P/L Porcelence tiles glazed polishing 24"x24"x1/2"x on floor or wall facing in required colour in
white cement & pigment over a base of 1:2 grey C.M 3/4" thick i/c washing and filling joints with slurry
of white cement & pigment in desired shape with finishing cleaning & coats of wax polish i/c cutting
tiles to proper profile. (R.A)
| Prin: Floor | 1x12.25x20.0 | 245
| Prin: Floor | 1x2x(12.25+20.0)x0.50 | 32
277
|  |  | @ | 450 | P.sft | 124650
Page No: 16
S.NO | Description | Measurement | Quantity | Rate | Unit | Amount
39 | Borrowpit excavation undressed lead upto 100ft. (SI, NO: 3 P. 1)
Ordinarry soil.
| B/S | 1x250.0x53.0x4.50 | 59625
| B/W Model School | 1x2x86.0x77.0x5.83 | 77213
136838
|  |  | @ | 2117.5 | %0cft | 289754.465
40 | Laying Earth work compaction (soft, ordinary or hard soil) (SI, NO: 13 P. 3)
|  | Qty same as above item(39) | 136838
|  |  | @ | 263 | %0cft | 35988.394
41 | Two coats of bitumen laid hot using 34 lbs for %sft over roof and blinded with sand at one
Cft per % Sft. (SI, NO: 13 P.41)
| C/Room Over Roof | Qty same as above item(9) (A+B) | 464
12871
13335
|  |  | @ | 1887.4 | %sft | 251684.79 | 251684.79
41544388.6976
| Sub-Engineer |  |  | Assisitant Engineer
Education Works Sub-Division
Nawabshah
Page No: 17
S.NO | Description | Measurement | Quantity | Rate | Unit | Amount
39 | Laying Boticena marble flooring fine dressed in the surface with out currying set in lime mortar 1:2
i/c rubbing & polishing of the joints 3/4" thick. (R.A)
| Ent: Floor | 1x12.0x37.25 | 447
| P.Corid: Floor | 1x34.75x6.0 | 209
| V.Prin: Corid: Floor | 1x34.83x6.0 | 209
| Nursery Floor | 2x20.0x30.0 | 1200
| Corid: Offset | 1x74.25x2.0 | 149
| Centre Corid: Floor | 1x8.0x87.0 | 696
| Bio+Ch: Lab: | 2x20.0x30.0 | 1200
| Corid: Offset | 1x214.67x6.0 | 1288
| Corid: | 1x74.25x2.0 | 149
| Corid: | 1x214.67x6.0 | 1288
6835
|  |  | @ | 350 | P.sft | 2392250
41 | Making & fixing wooden cabinet American / Italian style with shetters of lassani wood sheet 3/4"
thick framme work class deoder wood 2" x1" pasted with classic formica & 18" deep including necessary
cost also including necessary tools & plants to be used in making etc complete directed by the engineer
incharge etc complete (R.A)
| Prin: Room Cabinet | 1x3.0x7.0 | 21
21
|  |  | @ | 774.2 | P.sft | 16258.2
[5 empty] | N.S.Items | 2408508.2
[5 empty] | S.Item | #REF!
[5 empty] | Total Rs. | #REF!
| Sub-Engineer |  |  | Assisitant Engineer
Education Works Sub-Division
Nawabshah
29 | Preparing the surface & painting with matt finish i/c rubbing the surface with Bathy
( silicon carbide rubbing brick ) filling the voids with zink / chalk/plaster of parise mixture.
Applying frist coat premix making the surface smooth & then painting 3 coats with matt
finish of approved make etc.complete.(New Surface) (SI,NO: 36 P.61)
|  |  | @ | 50970 | %sft | 1437354 | 1437354
16 | Providing and fixing with sunk iron screws wooden architrave approved design / Shaape having width not less
than 2-1/2 incheses. (SI 60 P No. 66)
G/Floor
| Male+F.Male+Prin:+V.Prin: (D) | 7x1x20.0 | 140
| C/Room Door | 10x1x20.0 | 200
| C/Room Windows | 30x1x22.0 | 660
| G.Lav: Unit+Bath Door | 16x1x17.0 | 272
F/Floor
| C/Room Door | 10x1x20.0 | 200
| C/Room Windows | 30x1x22.0 | 660
| G.Lav: Unit+Bath Door | 10x1x17.0 | 170
2302
|  |  | @ | 49.97 | %sft | 115030.94
35 | Providing & Fixing False Ceilling of gypsum board in paneels of req: design and size in/c frame work
of aluminium T-section hanged with nails wire to ceilling and etc complete. (R.A)
| Male+F.Male Tech: Ceilling | 2x16.0x30.0 | 960
| Prin: Celling | 1x12.25x20.0 | 245
| P.A & Visitor Celling | 1x16.0x13.25 | 212
| Conf: + Off: Celling | 2x25.0x15.0 | 750
| V.Prin+Exam Celling | 2x16.67x13.25 | 442
2609
|  |  | @ | 110 | P.sft | 286990
4 | Reinforced cement concrete work including all labour and material except the cost of steel
reinforcement and its labour for bending and binding which will be paid separately. This rate
also includes all kinds of forms moulds. Lifting shuttering curing rendering and finishing the
exposed surface (including screening and washing of shingle)
R.C. work in roof slab, beams columns rafts. Lintels and other structural members laid in
situ or precast laid in position completed in all respects. 1:2:4. (SI, NO: 6i P. 19)
Plinth Beam
| C/R L/Wall | 1x3x43.75x1.50x0.50 | 98
| C/R S/Wall | 1x3x15.625x1.50x0.50 | 35
| Ver: S/Wall | 1x2x6.625x1.50x0.50 | 10
| C/R Tie Beam | 2x18.25x0.75x1.50 | 41
| Ver: L/Wall Areches | 1x43.37x0.75x2.0 | 65
| S/Wall | 1x2x7.0x0.75(3+4.50) | 39
| Plate | 4x2.0x1013x0.50 | 50
| Ver: L/Wall Areches | 1x43.37x1.125x1.0 | 48
Lintel
| C/R Door | 2x5.50x1.13x0.75 | 9
| C/R Windows | 2x6.0x1.13x0.75 | 10
| C/R B/Side | 2x2x6.0x0.75x0.75 | 14
Slab
| Ver: C/R Roof | 1x46.375x29.375x0.42 | 572
| C/Wall M.Gate Col: | 2x2.50x2.50x1.0 | 13
| " | 2x2.0x2.0x2.50 | 20
| " Column | 2x1.50x1.50x7.0 | 32
| Lav: Lintel | 1x10.25x0.75x1.0 | 8
| " Roof Slab | 1x12.25x8.50x0.42 | 44
| S.Tank Bottom Slab | 1x6.0x7.0x0.42 | 18
| " Top | 1x6.0x7.0x0.25 | 11
| S.Tank Slab | 1x8.0x4.0x0.25 | 8
| M/R Slab | 1x4.0x3.25x0.25 | 4
1149
Deduction
| Ver: Opening Arech | 5x5.50x0.75x0.50 | 10
| Ver: | 5x4.50x0.75x0.50 | 8
| " | 5x4.50x0.75x0.75 | 4
22
|  | Net: Qty 1149 (-) 22 = | 1127
|  |  | @ | 337 | P.cft | 379799 | 379799
Page No: 03
S.NO | Description | Measurement | Quantity | Rate | Unit | Amount
5 | Fabrication of mild steel reinforcement for cement concrete including cutting bending,
laying in position making joints and fastenings including cost of binding wire (also includes
removal of rust from bars.) Using Tor Bars. (SI, NO: 7 (b) P.20)
| Qty: Same Item No: (04) R.C.Cx 1127 x5.50/112 |  | 55.3438
|  |  | @ | 5001.97 | P.cwt | 276827.7772 | 276827.7772
6 | Filling watering and ramming earth in floor with surplus earth from foundation lead upto one
chain and lift upto 5feet. (SI, NO: 21 P.5)
| 2/3 Qty: Same as Item No. 01 (-) 1443x2/3= |  | 962
962
|  |  | @ | 1512.5 | %0cft | 1455.025 | 1455.025
7 | Filling watering and ramming earth under floor with new earth excavated from outside lead
upto one chain and lift upto 5feet. (SI, NO: 22 P.5)
| C/R floor bed | 2x19.625x15.625x1.92 | 1178
| Ver: | 1x40.75x6.625x1.92 | 518
| Approach path | 1x100.0x10.0x0.63 | 630
2326
|  |  | @ | 3630 | %0cft | 8443.38 | 8443.38
8 | Supplying and filling sand under floor and plugging in wall.(SI,NO:29 P.31)
| C/R Floo Bed | 2x19.625x15.625x0.50 | 307
| Ver: | 1x40.75x6.625x0.50 | 135
442
|  |  | @ | 1141.25 | %cft | 5044.325 | 5044.325
9 | Damp proof course with cement sand and shingle concrete (1:2:4) including 2 coats of
asphltic mixture. (SI, NO: 27 P. 23)
3" thick
| C/Wall Plinth | 1x400.0x0.75 | 300
| Lav: I/Wall | 1x3x10.625x1.125 | 36
| " S/Wall | 1x3x4.625x1.125 | 16
| " P S/Wall | 1x2x2.625x1.125 | 6
358
|  |  | @ | 3982.18 | %sft | 14256.2044 | 14256.2044
10 | Pacca brick work in ground floor in Cement sand mortar 1:6. (SI, NO: 5( I )e P. 25)
| C/R L/Wall | 1x2x43.37x1.125(11+13+11/3) | 1138
| C/R S/Wall | 1x2x16x1.125x11.0 | 39
| " S/Wall | 1x16.0x1.125x13.0 | 234
| Ver: L/Wall | 1x43.37x1.125x6.50 | 717
| " S/Wall | 1x2x7.0x1.13x11.0 | 173
| " D/Wall | 4x6.50x0.75x3.0 | 58
| Ver: L/Wall | 1x43.37x1.125(1.50+3.50+1.50/3) | 106
| Lav: B L/Wall | 1x2x10.25x0.75(8.0+7.75/2) | 121
| " S/Wall | 1x3x5.0x0.75(8.0+7.75/2) | 89
| " P S/Wall | 1x10.25x0.75x6.0 | 46
| " S/Wall | 1x3.0x0.75x6.0 | 14
| W.Tank Piller | 4x1.13x0.75x2.0 | 7
| W.Tank L/Wall | 1x2x6.50x0.37x3.50 | 17
| " S/Wall | 1x2x4.75x0.37x3.50 | 12
2771
Deduction
| C/R Door | 2x4.0x1.125x7.0 | 63
| " Windows | 2x3x4.50x1.125x4.0 | 121
Page No: 04
S.NO | Description | Measurement | Quantity | Rate | Unit | Amount
| Offset | 2x2x4.50x0.37(3+5.0) | 162
| Ver: Opening | 5x6.50x1.125x6.50 | 238
| Base Plate | 4x2.0x1.125x0.50 | 5
| " Space | 4x0.75x1.125x1.50 | 5
| Door Lintel | 2x5.50x1.125x0.75 | 9
| " | 2x6.0x1.125x0.75 | 10
| C/R B/S (W) | 2x2x6.0x0.75x0.75 | 14
| Ver: D/Wall | 5x5.50x0.75x0.50 | 10
| " | 5x4.50x0.75x0.50 | 8
| " Arech | (5x4.50x0.75x0.75/3) | 4
| Lav: Door | 2x2.50x0.75x7.0 | 26
| Vent: | 2x2.0x0.75x1.50 | 5
| Lintel | 1x10.25x0.75x1.0 | 8
688
|  | Net Qty:- 2771 (-) 688 = | 2083
|  |  | @ | 12674.36 | %cft | 264006.9188 | 264006.9188
11 | Pacca brick work in other than building i/ c strcking of joints on walls upto 20 feet
height in:1:6. (SI, NO: 7( I )e P. 26)
| C/Wall | 1x400.0x0.37x4.50 | 666
| Piller | 80x0.75x0.37x4.50 | 100
766
|  |  | @ | 12346.65 | %cft | 94575.339 | 94575.339
12 | Providing and fixing G.I frames / chowkhats of size 7" x 2" or 4½" x 3" for door using/
window using 20 gauge G.I. sheet i/c welded hinges and fixing at site with necessary hold
fasts filling with cement sand slurry of tation 1:6 and repairing the jambs. The cost also i/c
carriage tools and plants used in making and fixing.(SI, NO: 28/29 P. 98)
Door Using
| C/R door"H" | 2x4.0 | 8
| C/R Door "V" | 2x2x7.0 | 28
| Lav: Door "H" | 2x2.50 | 5
| Lav: Door "V" | 2x2x7.0 | 28
69
|  |  | @ | 228.9 | P.rft | 15794.1 | 15794.1
Windows Using
| C/R Windows "H" | 2x3x2x4.50 | 54
| c/R Windows "V" | 2x3x4x3.67 | 84
138
|  |  | @ | 240.5 | P.rft | 33189 | 33189
13 | Supplying & fixing in position iron / steel grill of ¾" x ¼" size flat iron of approved
designe including painting 3 coats etc. complete wight not tobe less than 3.7 Lbs/sq foot of
finished grill.(SI, NO: 26 P.97)
| C/R Windows | 2x3x3x1.29x3.58 | 83
| Lav: Vent: | 2x2.0x1.50 | 6
89
|  |  | @ | 180.5 | P.sft | 16064.5 | 16064.5
14 | Making & fixing steel grated doors with 1/16"thick sheeting including angle iron frame 2"x2"
⅜" and ¾" square bars 4" centre to centre with locking arrangement.(SI, NO: 24 P. 97)
| Main Gate | 1x10.0x6.0 | 60
|  |  | @ | 726.72 | P.sft | 43603.2 | 43603.2
Page No: 05
S.NO | Description | Measurement | Quantity | Rate | Unit | Amount
15 | Cement plaster 1:6 upto 20" height.(b) ½" thick. (SI, NO: 13(b) P. 58)
| C/R (I/S) Wall | 2x2x20.0(11.0+13.0) | 960
| " | 2x2x16.0(11.0+13.0) | 768
| Ver: (I/S) Wall | 1x2x41.125(11.0+13.0+11.0/3) | 959
| Ver: S/Wall | 1x2x7.0x11.0 | 154
| Ver: F/S O/Side | 1x43.37x(11.0+13.0+11.0/3) | 506
| C/R B/S Offset | 2x2x4.50x(11.013.0/2) | 216
| Ver: Steps | 1x15.0x6.50 | 98
| C/Wall (I/S) | 1x400.0x1.50 | 1800
| Piller | 1x80x2.0x0.37x4.50 | 266
| Plinth (I/S) | 1x400.0x1.50 | 600
| Lav: B | 2x2x(5.0+4.0)x(8.0+7.75) | 284
| Passage Wall | 1x10.25x8.0 | 82
| Plinth | 1x2x(10.625+10.625)x1.50 | 80
| Lav: Steps | 1x4.0x1.50 | 64
| S.Tank | 1x2x(6.50+2.50)x4.0 | 72
| W.Tank Piller | 4x2(1.13+0.75)x2.0 | 30
| " (I/S) | 1x2(5.75+4.75)x3.50 | 74
| " | 1x2x(6.50+5.50)x3.50 | 84
| M/R (I/S) | 1x2x(3.25+3.0)X3.0 | 38
| " (O/S) | 1x(4.0+3.75)x3.0 | 23
| " |  | 7158
Deduction
| C/R Door | 2x4.0x7.0 | 56
| " Windows | 2x3x4.50x4.0 | 108
| Ver: Opening | 5x6.50x3.50 | 113
| " Arech | 5x2x5.50x0.50 | 28
| " | 5x2x5.50x0.50 | 28
| " | 5x2x4.50x0.50 | 11
| Ver: L/Beam (O/S) | 1x43.37x1.0 | 29
| " Piller (O/S) | 6x0.50x9.50 | 43
| Lav: Door | 2x2.50x7.0 | 35
451
|  | Net Qty:- 7158 - 451 = | 6707
|  |  | @ | 2206.6 | %sft | 147996.662 | 147996.662
16 | Cement plaster 1:4 upto 20" height.(a) ⅜" thick. (SI, NO: 11(a) P. 58)
|  | Qty: same as above item No:(15) | 6707
|  |  | @ | 2197.52 | %sft | 147387.6664 | 147387.6664
17 | Cement plaster 1:4 upto 20" height.(c) ¾" thick. (SI, NO: 11(c) P. 58)
| C/R Plinth Pattas | 1x2x(43.75+26.75)x0.50 | 71
| Corner | 2x5x0.50(11.0+13.0/2) | 60
| C/Wall Pattas | 1x2x400.0x0.50 | 400
| " Corner | 4x4x0.50x4.0 | 32
| Lav: Block | 1(10.25+5.50)0.50 | 81
| Roof | 1(10.25+10.25+2.50+5.50) | 32
| Corner | (1+3)x0.50x7.50 | 15
691
|  |  | @ | 2590.5 | %sft | 17900.355 | 17900.355
18 | Cement pointing struck joints on walls.Ratio 1:2. (SI, NO: 19(a) P. 59)
| C/R B/S | 1x43.37(11.13+11.0/3) | 506
| F W/S | 1x2x25.37x11.0 | 558
| Ver: C/R Plinth (O/S) | 1x2x(43.37+26.75)2.0 | 280
Page No: 06
S.NO | Description | Measurement | Quantity | Rate | Unit | Amount
| C/Wall O/S | 1x400.0x4.0 | 1600
| " Plinth (O/S) | 1x400.0x1.25 | 500
| Lav: Block (O/S) | 1x10.25x7.75 | 79
| " | 1x2x5.50(7.75+8.0/2) | 87
| P. Wall (O/S) | 1(10.25+3.75)6.0 | 84
3694
Deduction
| C/R (B/S) "W" | 2x2x5.50x(11+13/2) | 264
| Lav: Vent: | 2x3.0x2.0 | 12
276
|  | Net Qty:- 3694 - 276 = | 3418
|  |  | @ | 1287.44 | %sft | 44004.6992 | 44004.6992
19 | Cement concrete plain including placing compcting, finishing and curing, complete (including
screening and washing of stone aggregate without shuttering.). (SI, NO: 5 P.18)
Ratio 1:3:6
| C/R Floor | 2x20.0x16.0x0.125 | 80
| Ver: | 1x41.125x7.0x0.125 | 36
| Lav: F/Bed | 2x5.0x4.0x0.12 | 48
164
|  |  | @ | 12595 | %cft | 20655.8 | 20655.8
20 | Providing and fixing ⅜" thick marble tiles of approved quality & colour shade size
8" x 4/6" x 4" in dado skirting & facing removal / tucking of existing plaster surface etc.
over ½" thick of cement mortar 1:3 setting mortar base including filling the joints &
washing the tiles with white cement slurry, current, finishing cleaning and polishing etc.
complete.(SI,NO: 68 P.55)
| C/R floor | 2x20.0x16.0 | 640
| Ver: floor | 1x41.125x7.0 | 288
| C/R Door Sill | 2x4.0x1.13 | 9
| Ver: Sill | 2x5.50x1.13 | 12
949
|  |  | @ | 186.04 | P.sft | 176551.96 | 176551.96
21 | Notice board made with cement.(SI, NO: 1 P. 100)
| C/R Balck Board | 2x8.0x4.0 | 64
64
|  |  | @ | 58.11 | P.sft | 3719.04 | 3719.04
22 | Providing and laying 1" thick topping cement concrete (1:2:4) including surface finishing and
dividing into panels. (SI, NO: 16 P. 47)
"A" | 1/1/2" thick
| Ver: C/R Roof | 1x46.37x29.375 | 1362
| Lav: | 1x12.25x8.50 | 104
1466
|  |  | @ | 2548.29 | %sft | 37357.9314 | 37357.9314
"B" | 2" thick
| Lav: Passage | 1x11.50x3.0 | 35
35
|  |  | @ | 3275.5 | %sft | 1146.425 | 1146.425
23 | 1st class deodar wood wrought. Joinery in doors and windows etc. fixed in position including
chowkats hold fasts h inges, iron tower blts. Chocks cleats, handles and cords with hooks,
etc. Deodar panelled or panelled and glazed or fully glazed. 1¾" thick. (SI, NO: 7(b) P.65)
only shuttrs.
| C/Room Door | 1x2x3.67x6.71 | 49
| " Windows | 2x3x3x1.29x3.67 | 85
| Lav: Door | 2x2.25x6.75 | 30
164
|  |  | @ | 1273.66 | P.sft | 208880.24 | 208880.24
Page No: 07
S.NO | Description | Measurement | Quantity | Rate | Unit | Amount
24 | Laying floor of approved with glazed tile ¼" thick cement 1:2 over ¾" thick cement
mortar 1:2 complete. (SI, NO: 24 P. 48)
| Lav: Floor | 2x5.0x4.0 | 40
| D/Sill | 2x2.25x0.83 | 4
44
|  |  | @ | 27678.86 | %sft | 12178.6984 | 12178.6984
25 | White glazed tile ¼" thick dado jointed in white cment and laid over 1:2 cement sand
mortar ¾" thick including finishing. (SI, NO: 37 P.50)
| Lav: I/S | 2x2x(5.0+4.0)x4.0 | 144
| Door Offset | 2x2x0.50 | 4
152
Deduction
| Lav: Door | 2x2.50x3.0 | 15
|  | Net Qty:- 152 - 15 = | 137
|  |  | @ | 28299.3 | %sft | 38770.041 | 38770.041
26 | Providing & laying HALLA or pattern tiles glazed 6"x 6" x½" on floor or wall facing in
required floor & pattern of STILE specification jointed in white cement & pigment over a
base of 1:2 grey cement mortar ¾" thick including washing & filling of joins with slaurry
of white cement and pigment in desired shape with finishing claning & cost of wax polish etc.
complete including cutting tiles to proper profile.(SI, NO: 61 P. 54)
| Ver: F/s Beam | 1x43.37x1.0 | 43
| Piller | 6x0.50x9.50 | 29
72
|  |  | @ | 47651.56 | %sft | 34309.1232 | 34309.1232
31 | Extra labour rate making grooves of 1" x ¼" or ¾" x ¼" plastered surface with true
edges both vertically & horizontly with uniform depth & with groove base smoothly finished
etc. complete as per instruction of Engineer Incharge.(SI,NO: 34 P.61)
| Ver: F/S | 2x31.0x2.0 | 124
| " | 5x31x1.25 | 194
| " (V) | 5x57x0.25 | 71
389
|  |  | @ | 7.71 | P.rft | 2999.19 | 2999.19
27 | Extra labour rate for making cement plaster pattas/band around straight or carved opening
& around the edges of roof slabs the width not less than 6" with fine finshing as directed
by Engineer Incharge. (SI, NO: 35 P.61)
| Corner | 5x2x11.0 | 110
| C/R Plinth | 1x2(43.75+26.75) | 141
| C/Wall Pattas | 1x2x400.0 | 800
| " | 4x4.0x4.0 | 64
| Lav: P.Wall | 1x2(12.62+11.625) | 49
| Roof | 1(10.25+5.50+5.50+10.25) | 32
| Corner | (3+1)x7.75 | 31
1227
|  |  | @ | 19.36 | P.rft | 23754.72 | 23754.72
28 | Two coats of bitumen laid hot using 34 lbs for %sft over roof and blinded with sand at one
Cft per % Sft. (SI, NO: 13 P.41)
| C/Room Over Roof | 1x46.375x29.375 | 1362
1362
|  |  | @ | 1887.4 | %sft | 25706.388 | 25706.388
29 | Supplying & fixing caligraphy tiles of approved size in required colour & design of tiles
specification jointed in white cement & pigment over a base of 1:2 Grey cement mortar 3/4"
thick & i/c washing & filling of joints with slurry white cement & pigment in desired shape
with finishing cleaning & coat of wax polsh etc. complete i/c cutting tiles to proper profile
including carrage upto site of work. (R.A)
| Ver: F/S O/S | 1x6.0 | 6 Nos
6 Nos
|  |  | @ |  | P.sft |  | 0
Page No: 08
S.NO | Description | Measurement | Quantity | Rate | Unit | Amount
30 | Whit washing.(SI,NO: 26 P.60)
Three Coats.
| C/R (I/S) | 2x20.0x16.0 | 640
| Ver: F/S O/S | 1x41.125x7.0 | 288
| Tie Beam | 2x2x20.0x1.75 | 140
| Roof Chajja | 1x2x46.37x1.50 | 139
| Side | 1x2x26.37x1.50 | 79
| Lav: | 2x5.0x4.0 | 40
1326
|  |  | @ | 829.95 | %sft | 11005.137 | 11005.137
31 | Extra labour rate making grooves of 1" x ¼" or ¾" x ¼" plastered surface with true
edges both vertically & horizontly with uniform depth & with groove base smoothly finished
etc. complete as per instruction of Engineer Incharge.(SI,NO: 34 P.61)
| Ver: F/S | 2x31.0x2.0 | 124
| " | 5x31x1.25 | 194
| " (V) | 5x57x0.25 | 71
389
|  |  | @ | 7.71 | P.rft | 2999.19 | 2999.19
32 | Primary coat of chalk under distempering.(SI,NO: 23 P.59)
|  | Qty: Same as Item No (16) | 6707
|  |  | @ | 442.75 | %sft | 29695.2425 | 29695.2425
33 | Distempering. (SI,NO: 24 P.60)
Three Coats.
|  | Qty same Item NO. (32) | 6707
|  |  | @ | 1079.65 | %sft | 72412.1255 | 72412.1255
34 | Colour washing.(SI,NO: 25 P.60)
Two Coats.
|  | Qty Same Item No: (18) | 3416
3416
|  |  | @ | 859.9 | %sft | 29374.184 | 29374.184
35 | Colour washing of two coats over one coat white washed surface.(SI,NO: 25 P.60)
|  | Qty Same Item No. (17) | 616
616
|  |  | @ | 416.63 | %sft | 2566.4408 | 2566.4408
32 | Painting doors and windows any type.three coats. (SI,NO: 4(b/c) P. 76)
NEW SURFACE
| C/R Door | 2x2x4.0x7.0 | 112
| " Windows | 2x3x2x4.50x4.0 | 216
| Lav: Door | 2x2x2.50x7.0 | 70
398
|  |  | @ | 1160.06 | %sft | 4617.0388 | 4617.0388
Page No: 09
S.NO | Description | Measurement | Quantity | Rate | Unit | Amount
33 | Painting Guard bars, gates iron bars gratings, railings including standard barces (etc) and
similar open work. (SI,NO: 4(d) P. 76)
NEW SURFACE
| M.Gate | 1x2x10.0x6.0 | 120
120
|  |  | @ | 674.6 | %sft | 809.52 | 809.52
[6 empty] | 2760022 | 37415737.9917
36 | Providing/Appluing graifto (3/8" to 1/2" thick). The product composed of material marble guard stone
iron exide detonium HSC natural colour chips and pigment amenia nitrogen jelicoal heated on high
temperature on ultra voilet lamp mixed and acryllic resin anti bacterial & fungal acctivies & anti fumming against
alkali shoeing on blistering wrikling or lifting after application resistant to accelerated weather change
& resistant to water head of 100 liter per 8 hours drying time having touch dry from 4 to 8 hours fully dry
72 hours the specific gravity varies from texture to texture from 2.5 to 2.8 (R.A)
| Prin: Wall | 1x2x(12.25+20.0)x10.50 | 677
677
|  |  | @ | 29 | P.sft | 19633
Mosaic tiles availbe in the market is of poor quaility and not durable heance of Provision of Marble
3/8" thick has been provided keeping in view the estibility of flooring w/o exceeding
of over all aproved cost.
|  | District Officer |  |  | Deputy District Officer
| Sub-Engeenir | Education works |  |  | Education works
|  | Works & services Department |  |  | Works & services Department
|  | Shaheed Benazir Abad |  |  | Nawabshah.
8 | Applying floating caot of cement 1/32" thick. (SI, NO: 14 P.59)
| Ver: | 1x68.50x7.0 | 480
480
|  |  | @ | Rs.361.08 | %sft | Rs. 1733.00
17 | Applying chemical polishing on exising moasic / arble flooring / dado i/c cleaning grinding
with carborandum stone / sand paper and applying chemical polish as per requirement
(SI,NO:70 P.55)
| Office | 1x10.0x14.0 | 140
140
|  |  | @ | Rs.16.62 | P.sft | Rs. 2327.00
24 | Borrowpit excavation undressed lead upto 100ft. (SI, NO: 3 P. 1)
Ordinarry soil.
| I/Side C/yard | 1x25.0x13.0x0.50 | 2145
| " | 1x96.0x65.0x0.50 | 3088
| " | 1x32.50x30.75x0.50 | 500
3751
|  |  | @ | Rs.847.00 | %0cft | Rs. 3177.00
25 | Laying Earth work compaction (soft, ordinary or hard soil) (SI, NO: 13 P. 3)
|  | Qty same as above item(24) | 3751
|  |  | @ | Rs.123.40 | %0cft | Rs. 463.00
26 | Scraping ordinary distemper, oil, bound distemper or paint on walls. (SI,NO: 54(b) P.15)
| Class Room I/Side | 4x2x(18+14)x10.0 | 2560
| Ver: I/Side | 1x2(68.50+7)x10.0 | 1510
| Office I/Side | 1x2x(10+14)x10.0 | 480
4550
|  |  | @ | Rs.108.90 | %sft | Rs. 4555.00
27 | Whit washing.(SI,NO: 26 P.60)
Two Coats.
| Lav: Ceiling | 3x5.0x5.0 | 75
| " Chajja | 1x2x20.0x1.0 | 40
| " | 1x2x6.50x1.0 | 13
| C/Room | 2x89.0x1.50 | 267
| " | 2x25.0x1.50 | 75
470
|  |  | @ | Rs.89.74 | %sft | Rs. 422.00
29 | Painting doors and windows any type.three coats. (SI,NO: 4(b/c) P. 76)
OLD SURFACE
| C/room Door | 5x2x4.0x7.0 | 280
| " Windows | 14x2x4.50x4.0 | 504
| " | 1x2x3.0x4.0 | 24
| " Door | 3x2.50x7.0 | 53
861
|  |  | @ | Rs.550.36 | %sft | Rs. 4739.00
30 | Painting Guard bars, gates iron bars gratings, railings including standard barces (etc) and
similar open work. (SI,NO: 4(d) P. 76)
NEW SURFACE
| Main Gate | 1x2x10.0x6.0 | 120
120
|  |  | @ | Rs.584.54 | %sft | Rs. 701.00
33 | Painting Guard bars, gates iron bars gratings, railings including standard barces (etc) and
similar open work. (SI,NO: 4(d) P. 76)
OLD SURFACE
| W Grill | 14x3x1.25x3.75 | 197
| " | 1x2x1.25x3.75 | 9
206
|  |  | @ | Rs.326.13 | %sft | Rs. 672.00
38 | Preparing surface & painting with Emulision paint.(SI,NO: 29 P.78)
| C/R I/Side | 4x2x(18+14)x3.0 | 768
| Ver: I/Side | 1x2x(68.50+7)x3. | 453
| Office I/Side | 1x2x(10+14)x3.0 | 144
1365
|  |  | @ | Rs.608.53 | %sft | Rs. 8306.00
S.NO | Description | Measurement | Quantity | Rate | Unit | Amount
39 | Duroceming of a approved make and shade in 3 coats wall serubbed into the surface i/c
finishing sommth at any height any floor.(SI,NO: 33 P.60)
| Ver: F/Side | 1x86.0x12.0 | 1032
1032
|  |  | @ | Rs.643.30 | %sft | Rs. 6639.00
Total Rs:- 461227.00
11 | Supplying & fixing Girder @ site.
| Ver: Roof | (7.0x8.0x8.0x/112) | 4
|  |  | @ | Rs.2400.00 | P.cwt | Rs. 9600.00
12 | Supplying & fixing T-Iron @ site.
| T= | (5x40.0x2.35/112) | 4.196
|  |  | @ | Rs.2300.00 | P.cwt | Rs. 9650.00
13 | Erecting rolled steel beams or old rails in roof etc. erection & fixing position.(SI,NO: 6 P.96)
|  | Qty Item No: 11+12 = | 8.196
|  |  | @ | Rs.76.71 | P.cwt | Rs. 629.00
14 | 2nd class tile roofing cosisting of 4" earth & 1" mud plaster with gobri leeping over ½"
thick cement plaster. 1:6 with 34 lbs. of hot bitumen coating sand blindd provided over one
layer of 12" x6" x2" tiles laid in 1:6 cement mortar including 1:2 cement pointing under
neath of tils complete including curing etc.(SI,NO: 2 P.38)
| Ver roof | 1x40.0x7.50 | 300
|  |  | @ | Rs.2779.87 | %sft | Rs. 8340.00
17 | Providing and fixing ⅜" thick marble tiles of approved quality & colour shade size
8" x 4/6" x 4" in dado skirting & facing removal / tucking of existing plaster surface etc.
over ½" thick of cement mortar 1:3 setting mortar base including filling the joints &
washing the tiles with white cement slurry, current, finishing cleaning and polishing etc.
complete.(SI,NO: 68 P.55)
| C/R floor | 2x18.0x14.0 | 504
| Veranda floor | 1x37.75x6.0 | 227
| Door sill | 2x4.0x1.25 | 10
|  | 2x2.0x(18.0+14.0)x0.50 | 64
805
|  |  | @ | Rs.74.65 | P.sft | Rs. 60093.00
20 | Plain G.I. sheet iron spouts fixed in place including painting. (SI,NO: 25 P.42)
| Over Roof | 2 Nos | 2 Nos
|  |  | @ | Rs.142.10 | Each | Rs. 284.00
25 | Providing and laying single per layer of polythene sheet 0.13 mm thick for water proffing as
per specification & instructions of Engineer Incharge.(SI,NO: 38 P.44)
| Over roof | 1x40.0x7.50 | 300
|  |  | @ | Rs.3.64 | P.sft | Rs. 1092.00
29 | Lime Neru plaster 1:2 with fine finsh of Neru plaster mixed with 10% of cement.
(SI,NO: 7 P.58)
| Over Roof | 1x37.75x22.0 | 831
|  | ½" thick | @ | Rs.613.58 | %sft | Rs. 2099.00
30 | Mud plaster on floor or roof 1" thick. (SI,NO: 2 P.57)
|  | 1x37.75x16.0 | 604
|  |  | @ | Rs.224.75 | %sft | Rs. 1357.00
35 | Colour washing.(SI,NO: 25 P.60)
Two Coats.
| C/R O/S | 1x2.0x(40.0+25.50)x11.0 | 1397
|  |  | @ | Rs.103.79 | %sft | Rs. 1450.00
3 | Dismantling cement concrete reinforced separating reinforcement from concrete cleaning
and straightening the same. (SI, NO: 20 P.11)
| C/R roofing slab | 1x28.50x25.50x0.42 | 305
| T-beam | 1x22.25x0.75x1.50 | 25
330
|  |  | @ | Rs.2613.60 | %cft | Rs. 8626.00
4 | Removing door with chowkat. (A, P.NO:13)
| C/R Door | 01 Nos
01 Nos
|  |  | @ | Rs.82.28 | P.No | Rs. 82.00
26 | Borrowpit excavation undressed lead upto 100ft. (SI, NO: 3 P. 1)
| C/ wall I/side | 1x50.0x40.0x1.0 | 2000
|  |  | @ | Rs.847.00 | %0cft | Rs. 1694.00
27 | Laying Earth work compaction (soft, ordinary or hard soil) (SI, NO: 13 P. 3)
|  | Qty asme as above item(26) | 2000
|  |  | @ | Rs.123.40 | %0cft | Rs. 247.00
28 | Scraping ordinary distemper, oil, bound distemper or paint on walls. (SI,NO: 54(b) P.15)
| C/R I/Side wall | 1x2x(20.0+16.0)x(11.50+11.0)/2 | 810
| C/R I/Side wall | 1x2x(20.0+6.0)x11.50+11.0)/2 | 594
| Ver: F/Side O/side | 1x22.25x11.50 | 256
| Deduction |  | 1660
| Door | 1x4.0x7.0 | 28
| Windows | 1x4.50x4.0 | 18
46
| Net Qty. | 1660-46.00= | 1614
|  | Allowed 40% | 646
|  |  | @ | Rs.108.90 | %sft | Rs. 703.00
S.NO | Description | Measurement | Quantity | Rate | Unit | Amount
29 | Whit washing.(SI,NO: 26 P.60)
Two Coats.
| C/R I/side | 1x20.0x16.0 | 320
| Veranda | 1x20.0x6.0 | 120
| Tie Beam | 1x2.0x16.0x1.50 | 48
488
|  |  | @ | Rs.89.74 | %sft | Rs. 438.00
30 | Distempering. (SI,NO: 24 P.60)
Two Coats.
|  | Qty same item No: I (28) | 1614
1614
|  |  | @ | Rs.204.22 | %sft | Rs. 3296.00
31 | Colour washing.(SI,NO: 25 P.60)
Two Coats.
| C/room O/side 1x2x(22.25+25.37)x(11.50+11.0)/2 |  | 1071
|  | Qty same item No: I (20) | 1800
2871
|  |  | @ | Rs.103.79 | %sft | Rs. 2980.00
32 | Painting doors and windows any type.three coats. (SI,NO: 4(b/c) P. 76)
NEW SURFACE
| C/Room Door | 1x2x4.0x7.0 | 56
56
|  |  | @ | Rs.978.95 | %sft | Rs. 548.00
OLD SURFACE
| C/Room "W" | 3x2.0x4.50x4.0 | 108
108
|  |  | @ | Rs.550.36 | %sft | Rs. 594.00
33 | Painting Guard bars, gates iron bars gratings, railings including standard barces (etc) and
similar open work. (SI,NO: 4(d) P. 76)
NEW SURFACE
| M.Gate | 1x2.0x8.0x6.0 | 96
96
|  |  | @ | Rs.584.54 | %sft | Rs. 561.00
34 | Providing & laying HALLA or pattern tiles glazed 6"x 6" x½" on floor or wall facing in
required floor & pattern of STILE specification jointed in white cement & pigment over a
base of 1:2 grey cement mortar ¾" thick including washing & filling of joins with slaurry
of white cement and pigment in desired shape with finishing claning & cost of wax polish etc.
complete including cutting tiles to proper profile.(SI, NO: 61 P. 54)
| Main Gate Piller | 2x1.50x7.00 | 21
21
|  |  | @ | Rs.17091.69 | %sft | Rs. 3589.00
15 | Erection & removal of centering for R.C.C. or plain cement concrete works of Deodar Wood
(2nd-class).(SI,NO: 18b (ii) P.21)
| Qty same item No: 14(B) 810.0/0.50 x 2.0 |  | 3240
|  |  | @ | Rs.1405.75 | %sft | Rs. 45546.00
S.NO | Description | Measurement | Quantity | Rate | Unit | Amount
Deduction
| Lav: I/S Wall | 1x2.0x2.0(5.0+4.0)x3.0 | 108
| Passge | 1x(9.50+3.0+9.50)3.0 | 66
174
|  | Net Qty 793-174= | 619
|  |  | @ | Rs.536.14 | %sft | Rs. 3319.00
20 | Painting doors and windows any type.three coats. (SI,NO: 4(b/c) P. 76)
| Lav: Door | 1x2.0x2.0x2.50x7.0 | 70
|  |  | @ | Rs.978.95 | %sft | Rs. 685.00
21 | Whit washing.(SI,NO: 26 P.60)
Three Coats.
| Lav: slab | 1x2.0x4.0x5.0 | 40
|  |  | @ | Rs.115.18 | %sft | Rs. 46.00
22 | Primary coat of chalk under distempering.(SI,NO: 23 P.59)
| Passge | 2x2.0x(4.0+5.0)x(7.75+7.50/2) | 275
| " | 1x(9.50+3.0+9.50)x(+6.0+7.5/2) | 149
| O/S | 1x(6.50+10.50+6.50)x7.50 | 176
| " | 1x(3.75+6.75)x6.0 | 63
663
|  |  | @ | Rs.58.85 | %sft | Rs. 390.00
23 | Distempering. (SI,NO: 24 P.60)
Three Coats.
|  | Qty Same item No: (22) | 663
|  |  | @ | Rs.263.51 | %sft | Rs. 1747.00
Deputy District Officer
| Sub-Engeenir |  |  |  | Education works
Works & services Department
Nawabshah.

## Sheet2
MATERIAL STATEMENT
Name of Work:-Establishment of Bakhtawar Cadet College for Girls Nawabshah Distt: SBA @ Construction of Academic & Comin Facilities) Tal: Nawabshah Distt: SBA
S.No | Particulars | Quantity | Cement | Sand | Bajri | Stone | Brick | Steel | Filling
1 | Cement Concrete 1:4:8 | 31875 | 3060 | 15349 |  | 30600
2 | Pacca Brick Work 1:6 | 225 | 8 | 58 |  |  | 3038
3 | Cement Plaster 1:6 | 480 | 3 | 19
4 | Cement Plaster 1:4 | 480 | 3 | 14
5 | Earth filling | 462996 | [6 empty] | 462996
Qunatity |  |  | 3074 | 15440 |  | 30600 | 3038 |  | 462996
Rate |  |  | 54.93 | 3572.12 | 4027.96 | 3441.88 | 617.54 |  | 771.96
Amount |  |  | 168854.82 | 551535.328 |  | 1053215.28 | 1876.0865 |  | 3574143.9216 | 5349625.4361
Total Amount Rs 5349625.00
Assistant Engineer
| Sub-Engeenir | [5 empty] | Education works Sub-Division
Nawabshah.
1 | C: C 1:4:8 | 448 | 43 | 215 |  | 430
2 | Pacca Brick Work 1:6 | 2331 | 80 | 600 |  |  | 31469
3 | C. C. Topping 2" thick 1:2:4 | 1616 | 48 | 120 | 238
4 | Cement Plaster 1:6 | 1884 | 10 | 68
5 | Cement Plaster 1:4 | 1884 | 11 | 47
6 | Filling | 2410 | [6 empty] | 2410
Qunatity |  |  | 192 | 1050 | 238 | 430 | 31469 | 0 | 2410
Rate |  |  | 52.53 | 3441.88 | 3897.72 | 3311.64 | 617.54 | 590.69 | 771.96
Amount |  |  | 10085.76 | 36139.74 | 9276.5736 | 14240.052 | 19433.3663 | 0 | 18604.236
| Total Amount Rs. | 107779.7279
Assistant Engineer
| Sub-Engeenir | [5 empty] | Education works Sub-Division
Nawabshah.
1 | Cement Concrete brick stone 1:5:10 | 199 | 16 | 98 | 195
2 | Pacca Brick Work 1:6 | 674 | 23 | 173 |  |  |  | 9099
3 | Reinforced Cement Concrete 1:2:4 | 33 | 6 | 15 |  | 29
4 | Fabrication | 1.47 |  |  |  |  | 0.073
5 | Cement Concrete plain 1:3:6
6 | Cement Plaster 1:6 1/2" thick | 1695 | 9 | 68
7 | Cement Plaster 3/8" ratio 1:4 | 1695 | 10 | 51
8 | Cement Plaster 3/4" ratio 1:4 | 461 | 5 | 25
9 | Cement Pointing 1:2 | 1172 | 8 | 21
10 | C.C Topping 2" Thick Ratio 1:2:4 | 452 | 14 | 33 |  | 66
11 | C.C Topping 3" Thick Ratio 1:2:4 | 452 | 14 | 33 |  | 66
12 | DPC 1:2:4 3" Thick | 211 | 9 | 23 |  | 46
13 | Earth filling | 321 | [6 empty] | 321
Qunatity |  |  | 144 | 614 | 195 | 356 | 0.073 | 9099 | 321
Rate |  |  | 66.93 | 4223.32 | 4093.08 | 4679.16 | 746.98 | 878.04 | 407
Amount |  |  | 9638 | 25931 | 7982 | 16658 | 55 | 7989 | 1306
Total Amount Rs 69559.00

## Sheet4
Financial Review
Name of Work:- N'Shah Package for Education (2012-13 Prog.) Missing Facilities Rehabilitation of Public School Nawabshah @ Construction of (Ext: Drainage & W/S & S/Fitting) Tal: Nawabshah Distt: SBA
S.No. | Description | Provision as Per PC-I | Cost of current Estimate | Total
01) | External Drainage | 2 | 1.9994 | 1.9994
| Total:- | 2 | 1.9994 | 1.9994
Excess/Saving on PC-I 2.000 - 1.9994 = 0.0006 Saving
i.e 0.0006 x 100 = 0.03 % Saving
. 2.0000
| Sub-Engineer |  | Assistant Engineer
Education Works Sub-Division
Nawabshah

## Sheet5
Rough Cost
Name of Work:- N'Shah Package for Education Rehabilitation of Existing Primary / Middle School in Distt: SBA @ GBPS Kajheri Farm Tal: N'Shah Distt: SBA
S.No. | Description | Plinth | Cost of Construction |  | Cost of W/S & S/F |  | Cost of Electric |  | Cost of Sui-Gas |  | Total
|  |  | Rate | Amount | Rate | Amount | Rate | Amount | Rate | Amount
1 | Main Building | 1042 | 884 | 921128 | 40 | 41680 | 43 | 44806 | __ | __ | 1007614
2 | C/Wall | 300 | 400 | 120000 | [6 empty] | 120000
2 | Path | 800 | 90 | 72000 | [6 empty] | 72000
[10 empty] | Total:- | 1199614
[10 empty] | Say Rs. | 1200000
Assistant Engineer
Education Works Sub-Division
Nawabshah

## Sheet3
SUMMARY OF COST
Name of Work:- |  | Establishment of Bakhtawar Cadet College for Girls Nawabshah Distt: SBA @ Construction of Academic & Comin Facilities) Tal: Nawabshah Distt: SBA
Part "A"
| 01) | Cost of Schedule Items |  | Rs. | 5254448
| 02) | Add: Contigency |  | Rs. | 52544
|  |  |  | Total | 5306992
Part "B"
| 01) | Cost of Schedule Items |  | Rs. | 23561009
| 02) | Cost of Carriage of Material |  | Rs. | 5349625
|  |  |  | Total | 28910634
|  |  |  | Total:- | 34217626
|  |  | Say: in Million Rs. |  | 34.218 (M)
| Sub:Engineer |  |  | Assistant Engineer
Education Works Sub:Division
Nawabshah
02) | Add: 10% on (Feb: +Grill) Rs. 2412542.00 |  |  | Rs. | 241254
03) | Ded: 20% on (Alimu+Tiles+Marble+Pavers)Rs. 2148092.00 |  |  | Rs. (-) | 429618
04) | Carriage of Material |  |  | Rs. | 1236550
05) | Non-Schedule Items |  |  | Rs. | 1025194
|  |  |  | Total | #VALUE!
|  |  |  | Say:- | 13351000
| Sub:Engineer |  |  | Assistant Engineer
Education Works Sub:Division
Nawabshah
| 01) | Cost of Schedule Items (Civil) (Except RCC+Fabrication) |  |  | Rs. | 20368821
| 02) | Cost of Carriage of Material |  |  | Rs. | 3449184
| 03) | Ded: 20% on Schedule Items |  |  | Rs. (-) | 4073764
| 04) | Cost of Non-Schedule Items |  |  | Rs. | 3318104
| 05) | Cost of Steel |  |  | Rs. | 7042037
| 06) | Add: 05% above (5) |  |  | Rs. | 352101
| 07) | Cost of RCC |  |  | Rs. | 11359338
[5 empty] | Total:- | 41498921
[5 empty] | Say:- | 41499000
| Sub:Engineer |  |  | Assistant Engineer
Education Works Sub:Division
Nawabshah

## Sheet6
Financial Review
Name of Work:-
S.No. | Description | PC-I Cost | Amount Taken for Estimate | Amount of Technical Sanction
01) | Main Building i/c Lav: Block
02) | Electrification
03) | Ext: Development
Excess/Saving on PC-I - = Saving
i.e x 100 = % Saving
Assistant Engineer
| Sub-Engineer |  | Education Works Sub-Division
Nawabshah

## Sheet7
Detailed Estimate W/S & S/F
Name of Work:- N'Shah Package for Education (2012-13 Prog.) Missing Facilities Rehabilitation of Public School Nawabshah @ Construction of (Ext: Drainage & W/S & S/Fitting) Tal: Nawabshah Distt: SBA
S.NO | Description | Measurement | Quantity |  | Rate | Unit | Amount
1 | Supplying & fixing Bath Room accessories set ( 7 piece) i/c towel rod, brush holder soap
tray, shelf of approved desing i/c cost of screws, nuts etc complete. (Master Brand).
(SI,NO: 23, P.19)
| Ist, 2nd, 3rd Floor | 1x14 | 1 | E
|  |  | 1 | E
|  |  | @ |  | 10322.4 | Each | Rs. | 10322.4
2 | Earth were glazed guly trape 6'x6"x4" with c.I cover frame. (SI No. 1, P. No. 24)
| Ist, 2nd, 3rd Floor | 1x3 | 3 | No
|  |  | 3 | E
|  |  | @ |  | 1429.67 | Each | Rs. | 4289.01
3 | Providing R.C.C. pipes with collers class "B" digging the trnches to requird and fixing in
position i/c cutting fitting and jointing with maxphaltic composition and cement mortor 1:1
and testing with water pressure to a head of 4" feet above the top of heighst and refilling
with excavated staff.(SI,NO.2 P.24)
"A" | 9" dia | 1x50 | 50 | Rft
|  |  | 50 | Rft
|  |  | @ |  | 250.6 | P.rft | Rs. | 12530
"B" | 6" dia | 1x30 | 30 | Rft
|  |  | 30 | Rft
|  |  | @ |  | 199.25 | P.rft | Rs. | 5977.5
4 | Consturution of Main Hole of inspection chamber for the required dia of circular sewer
and 3"x6" (1067mm) depth with walls of B.B. in cement mortor 1:3 1/2"thick in side of walls
and 1" ( 25mm ) thick over bending and channels i/c fixing C.I. main hole cover with frame of
clear opening 1½" x 1½" (457 x 457 mm ) of 1.75 cwt ( 88.9 kg ) embedded in plain C.C/ 1:2:4
& fixing 1" (25mm) M.S/ steps 6" (150mm) wide projecting 4" ( 102mm) from the face of wall
at 12" (305mm) C/C duty painted etc: complete as per specification & drawing No.D.P/I of
Public Health Circular southern zone (SINO.1 P.31)
|  | 1x2 | 2 | N
|  |  | 2 | N
|  |  | @ |  | 14748 | Each | Rs. | 29496
5 | S/F Sawan typ piller cock of superior quality single C.P. head ½" dia.(SI,NO: 16 (a) P.19)
|  | 1x3 | 3 | N
|  |  | 3 | N
|  |  | @ |  | 795.3 | Each | Rs. | 2385.9
6 | Making the connection with existing G.I pipe 2" dia i/c cutting the pipe & providing and
fixing neccesary fitting (S.I No 09 Page No. 18)
|  | 1x1 | 1 | N
|  |  | 1 | N
|  |  | @ |  | 761.2 | Each | Rs. | 761.2
7 | Making connection with public health for the double hold fitting with M.S clamps : scockets sims
etc. complete. (S.I No 10 Page No. 18)
| 3" dia | 1x1 | 1 | N
|  |  | 1 | N
|  |  | @ |  | 399.96 | Each | Rs. | 399.96
66161.97
Page No: 02
S.NO | Description | Measurement | Quantity |  | Rate | Unit | Amount
Non-Schedule Item
P/F Floor Trap fitting of Schedule 40(E)(AGM) of PAK ARAB Make i/c jointing PVC Solvant/JTG
1 | P/F UPVC floor Trap fitting of schedule 40(E) (AGM) or Pak Arab make) i/c jointing with PVC solvent / JTG solution and fixing at any height / floor using jhoola or long ladder in horizontal or vertical pipe as directed by the Engineer Incharge.(R.A)
| Lav: | 1x6 | 6 | E
|  |  | 6 | E
|  |  | @ |  | 1340 | Each | Rs. | 8040 | 8040
2 | P/F Floor trap jali (PVC type) size 6"x6" of approved colour & desigen Master "A" Class equivalent) as Directed by the Engineer Incharge.(R.A)
| Lav: + Lab: | 1x6 | 6 | E
|  |  | 6 | E
|  |  | @ |  | 380 | Each | Rs. | 2280 | 2280
3 | P/F 4" dia U PVC plug tee / Y tee of Pak Arab make of approved quality on wall upto height of 50 ft with plastic clamp paid seperately this i/c making jointing with UPVC fitting by using approved pest solution (AGM make) etc complete as per instruction of the Engineer I/c all labour material cartage scafolding etc (R.A)
| Lav: + Lab: | 1x2 | 2 | E
|  |  | 2 | E
|  |  | @ |  | 1199 | Each | Rs. | 2398 | 2398
4 | P/F 4" dia U PVC bend or Elbow of Pak Arab make of approved quailty on wall upto height of 50ft with plastic clamp paid seperately this i/c making jointong with UPVC fitting by using approved pest/solution etc complete and as per instruction of Egineer etc complete i/c all cost of labour material curing scafolding etc complete. (R.A)
| Lav: + Lab: | 1x6 | 6 | E
|  |  | 6 | E
|  |  | @ |  | 738.15 | Each | Rs. | 4428.9 | 4428.9
5 | Supplying & Fixing UPVC soil & vent pipe AGM make of approved quality on walls & in C.C Flooring working upto 90" ft height jointing with UPVC fitting by using approved paste / solution making good etc. complete as per instruction of the engineer incharge. Rate in/c all cost of labour material cartage scaffolding jhoola etc complete.(R.A)
|  | 1x100 | 100 | Rft
|  |  | 100 | Rft
|  |  | @ |  | 341.28 | P.Rft | Rs. | 34128 | 34128
6 | P/F 4" dia U PVC cowl/termainal guard of Pak Arab make of approved quality on wall upto height of 50 ft with plastic clamp paid seperately this i/c making jointong with UPVC fitting by using approved pest/solution (AGM make) etc complete and as per instruction of Egineer etc complete i/c all cost of labour material curing scafolding etc complete. (R.A)
| Lav: + Lab: | 1x3 | 3 | E
|  |  | 3 | E
|  |  | @ |  | 627.93 | Each | Rs. | 1883.79 | 1883.79
7 | P/F 4" dia U PVC Sookat of Pak Arab make of approved quailty on wall upto height of 50ft with plastic clamp paid seperately this i/c making jointong with UPVC fitting by using approved pest/solution etc complete and as per instruction of Egineer etc complete i/c all cost of labour material curing scafolding etc complete. (R.A)
| Lav: + Lab: | 1x2 | 2 | E
|  |  | 2 | E
|  |  | @ |  | 704 | Each | Rs. | 1408 | 1408
8 | P/F 4" dia U PVC plain tee of Pak Arab make of approved quality on wall upto height of 50ft with plastic clamp paid seperately this i/c making jointong with UPVC fitting by using approved pest/solution (AGM make) etc complete as per instruction of Egineer. (R.A)
| Lav: + Lab: | 1x2 | 2 | E
|  |  | 2 | E
|  |  | @ |  | 1185 | Each | Rs. | 2370 | 2370
9 | P/F Squating type white coloured W.C Pan size 585 x 435 mm (PORTA) (USA) with i/c the cost
of hang type flushing cistern with internal fitting and flush copper pipe with bend & making
requisite number of holes in walls plinth & floor for pipe connection & making good in cement
concrete 1:2:4 i/c flushing tank (PORTA) with 4" earthern ware trap and C.I thumble etc as
entire satisfacation of Engineer Inchange. (R.A)
| Lav: + Lab: | 1x3 | 3 | No
|  |  | 3 | No
|  |  | @ |  | 14331.63 | Each | Rs. | 42994.89 | 42994.89
10 | P/F Wash Basin with padestal size 635 x 510 mm (PORTA) (USA) with i/c the cost of Bolts.
Nuts and washer & making requisite number of holes in walls for pipe connection etc as
entire satisfaction of Engineer Incharge. (R.A)
| Lav: Lab: | 1x3 | 3 | No
|  |  | 3 | No
|  |  | @ |  | 14331.63 | Each | Rs. | 42994.89 | 42994.89
Page No: 02
S.NO | Description | Measurement | Quantity |  | Rate | Unit | Amount
12 | Providing PPR Pipe and specials and clamps etc including cutting threading end point and fitting
with and i/c the cost of breaking walls floor and roofs. This rate also including wrapping
bitumen tap around pipe etc. complete as entire satisfaction of Engineer Incharge. (R.A)
"A" | 1/2"dia
| Lav: + Lab: | 1x100 | 100 | Rft
|  |  | 100 | Rft
|  |  | @ |  | 87.81 | P.Rft | Rs. | 8781 | 8781
"B" | 3/4"dia
| Lav: + Lab: | 1x75 | 75 | Rft
|  |  | 75 | Rft
|  |  | @ |  | 124.37 | P.Rft | Rs. | 9327.75 | 9327.75
"C" | 1"dia
| Lav: + Lab: | 1x1000 | 1000 | Rft
|  |  | 1000 | Rft
|  |  | @ |  | 161.4 | P.Rft | Rs. | 161400 | 161400
13 | Providing and fixing in position 1/2" dia T-Cock (SONEX) with c.p head etc. satisfaction of Engineer
Inchaege. (R.A)
| Lav: + Lab: | 1x6 | 6 | No
|  |  | 6 | No
|  |  | @ |  | 1757.94 | P.No | Rs. | 10547.64 | 10547.64
14 | Providing and fixing in Position General Bib Cock (SONEX) with c.p head etc. as entire
satisfaction of Engineer Inchaege. (R.A)
| Lav: + Lab: | 1x3 | 14 | No
|  |  | 14 | No
|  |  | @ |  | 2032.94 | P.No | Rs. | 28461.16 | 28461.16
15 | Providing Fixing water pumping set with Diamond moter and pump 1HP 1400PRM Single Phase
220 volts 2"x1/1/2" suction and deilevary 40ft head i/c base Plate and also making C:C: 1:3:6
plate form of required base size and fixing with nuts & bolts etc. complete in all respects.
| Nursing School | 1x1 | 1 | No
|  |  | 1 | No
|  |  | @ |  | 18470 | P.No | Rs. | 18470 | 18470
379914.02
[6 empty] | N.S Items Rs. |  | 379914
[6 empty] | S. Items | Rs. | 66161.97 | 9253
[6 empty] | G. Total:- | Rs. | 446075.97
| Sub: Engineer |  |  |  | Assistant Engineer
Education Works Sub-Division
Nawabshah
Executive Engineer
| Contractor |  | Education Works Division
Shaheed Benazirabad
| Sub: Engineer |  |  |  | Assistant Engineer
Education Works Sub-Division
Nawabshah
16 | P/F wash down (Commode) size 685 x 645 mm (PORTA) (USA) one piece with i/c the cost of
flushing cistern 6 litre fixing with back to wall hydraulic seat cover & making requisite No: of
holes in walls Floor for pipe connection & making i/c earthenware s-trap etc: complete as entire
satisfacation of Engineer Incharge. (R.A)
|  | 1x4 | 4 | No
|  |  | @ |  | 18405.75 | Each | Rs. | 73623 | 73623
10 | Providing PPR 1/2" dia pipe and special and clamps etc including cutting, end point
and fitting with and i/c the cost of breaking walls, floor and roofs. Etc complete as per
direction of Engineer incharge (R.A)
| Aditorium Hall | 1x5 | 5 | E
|  |  | 5 | E
|  |  | @ |  | 1185 | Each | Rs. | 5925
2 | Providing & fixing UPVC brach 4"x4" dia wuth acess door grade-1 (AGM) equaivalnt i/c Cutting
(R.A)
| G/F | 1x2 | 2 | E
| F/F | 1x2 | 2 | E
|  |  | 4 | E
|  |  | @ |  | 1199 | Each | Rs. | 4796
3 | Suppling & fixing Gate Volve (Brass) Wheele thrated type suproior quality
|  | 1x3 | 3 | N
|  |  | 3 | N
|  |  | @ |  | 625 | Each | Rs. | 1875
Page No: 02
S.NO | Description | Measurement | Quantity |  | Rate | Unit | Amount
4 | P/F UPVC pipe 4" dia ( PAK ARAB ) SCH - 40 on surface by using clips / saddler socket /
Reducer / Bush / Tea wtc.which will be paid speartely or recessed in masonary, C.C. or R.C.C.
upto 60 feet height & making good with C.C. i/c curing, finishing etc. Complete as per
instructions of the Engineer Incharge, specifications of the material should meet the
requirements of class 12454-B in accordance with the ASTM-D-1978 type 1 Grade Rate i/c
all cost of labour, materials, carriage, scaffolding / laders,etc. complete.(R.A)
|  | 1x125 | 125 | Rft
|  |  | 125 | Rft
|  |  | @ |  | 290 | P.Rft | Rs. | 36250
5 | P/F PLUG TEE 4" dia (PAK ARAB) SCH -40 make of approved quality design of various sizes
fixed to UPVC pipe / fiiting paid separtely, using approved adhesive compound upto 20 feet
hight as per instructions of the Engineer Incharge specifications of the materials should
meet the requirements of class 12454-B in accordance with the ASTM D 1784 type 1 grade
1 Rate i/c all cost of labour,materials,cartage,scaffolding laders etc complete(R.A)
|  | 1x4 | 4 | E
|  |  | 4 | E
[5 empty] | 774 | Each | Rs. | 3096
6 | P/F UPVC BEND ( LONG ) 4" of ( PAK ARAB ) make of approved quality i/c making joints by
using pests / solution AGM make asper instructions of the Engineer Incharge Rate i/c all
cost of labour, materials, carriage, scaffolding etc cpmplete(N.S.I)
|  | 1x4 | 4 | E
|  |  | 4 | E
|  |  | @ |  | 1021 | Each | Rs. | 4084
7 | P/F 4" dia UPVC socket ( PAK ARAB ) make of approved quality i/c making joints by using
pests / solution AGM make asper instructions of the Engineer Incharge Rate i/c all cost of
labour, materials, carriage, scaffolding etc. cpmplete(R.A)
|  | 1x4 | 4 | E
|  |  | 4 | E
|  |  | @ |  | 306 | Each | Rs. | 1224
8 | P/F 4" dia UPVC Cowel/Terminal Guard/Endcap of ( PAK ARAB) make of approved quality i/c
making joints by using pests/solution AGM mak as per instruction of the Engineer Incharge
Rate i/c all cost of labour, materials, carriage scaffolding etc cpmplete(R.A)
|  | 1x4 | 4 | E
|  |  | 4 | E
|  |  | @ |  | 306 | Each | Rs. | 1224
9 | P/F 4" dia UPVC P -Trap ( PAK ARAB ) make of approved quality i/c making joints by using
pests / solution AGM make asper instructions of the Engineer Incharge Rate i/c all cost of
labour, materials, carriage, scaffolding etc. cpmplete(R.A)
|  | 1x4 | 4 | E
|  |  | 4 | E
|  |  | @ |  | 674 | Each | Rs. | 2696
10 | Providing & fixing UPVC WC CONNECTOR 4" of ARAB make of approved quality including making
joints by using pest/solution AGM make as per instruction of the Engineer Incharge.
Rate i/c all cost of labour,materials,cartage,scaffolding laders etc complete(N.S.I)
|  | 1x4 | 4 | E
|  |  | 4 | E
|  |  | @ |  | 416 | Each | Rs. | 1664
Page No: 03
S.NO | Description | Measurement | Quantity |  | Rate | Unit | Amount
11 | P/F Squating type white coloured W.C Pan size 585 x 435 mm (PORTA) (USA) with i/c the cost
of hang type flushing cistern with internal fitting and flush copper pipe with bend & making
requisite number of holes in walls plinth & floor for pipe connection & making good in cement
concrete 1:2:4 i/c flushing tank (PORTA) with 4" earthern ware trap and C.I thumble etc as
entire satisfacation of Engineer Inchange. (R.A)
| G/Floor | 1x4 | 4 | No
|  |  | 4 | No
|  |  | @ |  | 14331.63 | Each | Rs. | 57326.52
12 | P/F Wash Basin with padestal size 635 x 510 mm (PORTA) (USA) with i/c the cost of Bolts.
Nuts and washer & making requisite number of holes in walls for pipe connection etc as
entire satisfaction of Engineer Incharge. (R.A)
|  | 1x4 | 4 | No
|  |  | 4 | No
|  |  | @ |  | 14331.63 | Each | Rs. | 57326.52
13 | Providing PPR Pipe and specials and clamps etc including cutting threading end point and fitting
with and i/c the cost of breaking walls floor and roofs. This rate also including wrapping
bitumen tap around pipe etc. complete as entire satisfaction of Engineer Incharge. (R.A)
"A" | 1/2"dia
| Aditorium Hall | 1x150 | 150 | Rft
|  |  | 150 | Rft
|  |  | @ |  | 87.81 | P.Rft | Rs. | 13171.5
"B" | 3/4"dia
| Aditorium Hall | 1x100 | 100 | Rft
|  |  | 100 | Rft
|  |  | @ |  | 124.37 | P.Rft | Rs. | 12437
"C" | 1"dia
| Aditorium Hall | 1x50 | 50 | Rft
|  |  | 50 | Rft
|  |  | @ |  | 161.4 | P.Rft | Rs. | 8070
14 | Providing and fixing in position 1/2" dia T-Cock (SONEX) with c.p head etc. satisfaction of Engineer
Inchaege. (R.A)
| G/Floor + F/Floor | 1x8 | 8 | No
|  |  | 8 | No
|  |  | @ |  | 1757.94 | P.No | Rs. | 14063.52
15 | Providing and fixing in Position General Bib Cock (SONEX) with c.p head etc. as entire
satisfaction of Engineer Inchaege. (R.A)
| G/Floor | 1x8 | 8 | No
|  |  | 8 | No
|  |  | @ |  | 2032.94 | P.No | Rs. | 16263.52
[6 empty] | N.S Items Rs. |  | 243607.58
[6 empty] | S. Items | Rs. | #REF!
[6 empty] | G. Total:- | Rs. | #REF!
| Sub: Engineer |  |  |  | Assistant Engineer
Education Works Sub-Division
Nawabshah
1 | Making the connection with existing G.I pipe 2" dia i/c cutting the pipe & providing and
fixing neccesary fitting (S.I No 10 Page No. 18)
|  | 1x1 | 1 | E
|  |  | 1 | E
|  |  | @ |  | 399.86 | Each | Rs. | 399.86
2 | Supplying & Fixing Soap Tray Eat wire C.P screws etc Complete (S.I No: 05 Page : 08)
|  | 1x4 | 4 | E
|  |  | 4 | E
|  |  | @ |  | 497.2 | Each | Rs. | 1988.8
3 | P/F 24" x 18" bevelled edge mirror of belgium glass complete with 1/8"thick hard board and
C.P screws fixed to wooden plate.(SI,NO:3, P.7)Superior Pattern
|  | 1x4 | 4 | E
|  |  | 4 | E
|  |  | @ |  | 2376 | Each | Rs. | 9504
12 | P/F wash down (Commode) size 685 x 645 mm (PORTA) (USA) one piece with i/c the cost of
flushing cistern 6 litre fixing with back to wall hydraulic seat cover & making requisite No: of
holes in walls Floor for pipe connection & making i/c earthenware s-trap etc: complete as entire
satisfacation of Engineer Incharge. (R.A)
| G/Floor | 1x1 | 1 | No
|  |  | 1 | No
|  |  | @ |  | 18405.75 | Each | Rs. | 18405.75
16 | Providing and Fixing in Position 1/2" dia Double Bib Cock i/c Muslim Shower with pipe waste
etc c.p head etc.as entire satisfaction of Engineer Incharge. (R.A)
| G/Floor | 1x27 | 27 | No
|  |  | 27 | No
|  |  | @ |  | 8302.94 | P.No | Rs. | 224179.38
19 | Providing and fixing in position 1/2" dia Basin Mixture (SONEX) with c.p head etc.
as entire satisfaction of Engineer Incharge. (R.A)
| G/Floor | 1x24 | 24 | No
|  |  | 24 | No
|  |  | @ |  | 7752.94 | P.No | Rs. | 186070.56
2 | Making connection with public health for the houble hold fitting eith M.S clamps : scockets sims
etc. complete. (S.I No 12 Page No. 15)
3" dia
|  | 1x1 | 1 | E
|  |  | 1 | E
|  |  | @ |  | Rs. 149.9 | Each | Rs. | 150
3 | S/F Sawan type piller cock of superior quality single C.P. head ½" dia.(SI,NO: 18 (a) P.16)
| G/Floor | 1x6 | 6 | No
| Ist Floor | 1x6 | 6 | No
| 2nd Floor | 1x3 | 3 | No
| 3rd Floor | 1x6 | 6 | No
|  |  | 21 | No
|  |  | @ |  | Rs.273.90 | Each | Rs. | 5752
4 | Earth were glazed guly trape 6'x6"x4" with c.I cover frame. (SI No. P. No. )
| G/Floor | 1x8 | 8 | No
| Ist Floor | 1x6 | 6 | No
| 2nd Floor | 1x3 | 3 | No
| 3rd Floor | 1x6 | 6 | No
|  |  | 23 | No
|  |  | @ |  | Rs.273.90 | Each | Rs. | 4731
5 | Providing R.C.C. pipes with collers class "B" digging the trnches to requird and fixing in
position i/c cutting fitting and jointing with maxphaltic composition and cement mortor 1:1
and testing with water pressure to a head of 4" feet above the top of heighst and refilling
with excavated staff.(SI,NO.2 P.21)
9" dia
|  | 1x350 | 350 | Rft
|  |  | 350 | Rft
|  |  | @ |  | Rs.115.20 | P.rft | Rs. | 40320
6 | Consturution of Main Hole of inspection chamber for the required dia of circular sewer
and 3"x6" (1067mm) depth with walls of B.B. in cement mortor 1:3 1/2"thick in side of walls
and 1" ( 25mm ) thick over bending and channels i/c fixing C.I. main hole cover with frame of
clear opening 1½" x 1½" (457 x 457 mm ) of 1.75 cwt ( 88.9 kg ) embedded in plain C.C/ 1:2:4
& fixing 1" (25mm) M.S/ steps 6" (150mm) wide projecting 4" ( 102mm) from the face of wall
at 12" (305mm) C/C duty painted etc: complete as per specification & drawing No.D.P/I of
Public Health Circular southern zone (SINO.1 P.31)
|  | 1x9 | 9 | N
|  |  | 9 | N
|  |  | @ |  | Rs.5789.30 | Each | Rs. | 52104
[6 empty] | S.Item |  | 103456.86
Page No: 02
S.NO | Description | Measurement | Quantity |  | Rate | Unit | Amount
Non-Schedule Item
1 | Providing nad Fixing UPVC trap 4"x4" dia grade (AGM)+equaivalnt i/c cutting with collers clamps
and rubber the rate i/c making holds in walls plinth floor and roof for fixing pipe and good in
C: C 1:2:4 testin presure head 20feet (R.A)
|  | 1x30 | 30 | E
|  |  | 30 | E
|  |  | @ |  | Rs. 1340.00 | Each | Rs. | 40200
2 | Providing & fixing UPVC brach 4"x4" dia wuth acess door grade-1 (AGM) equaivalnt i/c Cutting
(R.A)
|  | 1x36 | 36 | E
|  |  | 36 | E
|  |  | @ |  | Rs. 1199.00 | Each | Rs. | 43164
3 | Suppling & fixing Gate Volve (Brass) Wheele thrated type suproior quality
|  | 1x10 | 10 | E
|  |  | 10 | E
|  |  | @ |  | Rs. 625.00 | Each | Rs. | 6250
4 | P/F UPVC pipe 4" dia ( PAK ARAB ) SCH - 40 on surface by using clips / saddler socket /
Reducer / Bush / Tea wtc.which will be paid speartely or recessed in masonary, C.C. or R.C.C.
upto 60 feet height & making good with C.C. i/c curing, finishing etc. Complete as per
instructions of the Engineer Incharge, specifications of the material should meet the
requirements of class 12454-B in accordance with the ASTM-D-1978 type 1 Grade Rate i/c
all cost of labour, materials, carriage, scaffolding / laders,etc. complete.(R.A)
|  | 1x993 | 993 | Rft
|  |  | 993 | Rft
|  |  | @ |  | Rs.290.00 | P.Rft | Rs. | 287970
5 | P/F PLUG TEE 4" dia (PAK ARAB) SCH -40 make of approved quality design of various sizes
fixed to UPVC pipe / fiiting paid separtely, using approved adhesive compound upto 20 feet
hight as per instructions of the Engineer Incharge specifications of the materials should
meet the requirements of class 12454-B in accordance with the ASTM D 1784 type 1 grade
1 Rate i/c all cost of labour,materials,cartage,scaffolding laders etc complete(R.A)
|  | 1x30 | 30 | E
|  |  | 30 | E
[5 empty] | Rs.774.00 | Each | Rs. | 23220
6 | P/F UPVC BEND ( LONG ) 4" of ( PAK ARAB ) make of approved quality i/c making joints by
using pests / solution AGM make asper instructions of the Engineer Incharge Rate i/c all
cost of labour, materials, carriage, scaffolding etc cpmplete(N.S.I)
|  | 1x15 | 15 | E
|  |  | 15 | E
|  |  | @ |  | Rs. 1021.00 | Each | Rs. | 15315
7 | P/F 4" dia UPVC socket ( PAK ARAB ) make of approved quality i/c making joints by using
pests / solution AGM make asper instructions of the Engineer Incharge Rate i/c all cost of
labour, materials, carriage, scaffolding etc. cpmplete(R.A)
|  | 1x30 | 30 | E
|  |  | 30 | E
|  |  | @ |  | Rs.306.00 | Each | Rs. | 9189
Page No: 03
S.NO | Description | Measurement | Quantity |  | Rate | Unit | Amount
8 | P/F 4" dia UPVC Cowel/Terminal Guard/Endcap of ( PAK ARAB) make of approved quality i/c
making joints by using pests/solution AGM mak as per instruction of the Engineer Incharge
Rate i/c all cost of labour, materials, carriage scaffolding etc cpmplete(R.A)
|  | 1x35 | 35 | E
|  |  | 35 | E
|  |  | @ |  | Rs.306.00 | Each | Rs. | 10710
9 | P/F 4" dia UPVC P -Trap ( PAK ARAB ) make of approved quality i/c making joints by using
pests / solution AGM make asper instructions of the Engineer Incharge Rate i/c all cost of
labour, materials, carriage, scaffolding etc. cpmplete(R.A)
|  | 1x40 | 40 | E
|  |  | 40 | E
|  |  | @ |  | Rs.674.00 | Each | Rs. | 26960
10 | Providing & fixing UPVC WC CONNECTOR 4" of ARAB make of approved quality including making
joints by using pest/solution AGM make as per instruction of the Engineer Incharge.
Rate i/c all cost of labour,materials,cartage,scaffolding laders etc complete(N.S.I)
|  | 1x10 | 10 | E
|  |  | 10 | E
|  |  | @ |  | Rs. 416.00 | Each | Rs. | 4160
11 | P/F Squating type white coloured W.C Pan size 585 x 435 mm (PORTA) (USA) with i/c the cost
of hang type flushing cistern with internal fitting and flush copper pipe with bend & making
requisite number of holes in walls plinth & floor for pipe connection & making good in cement
concrete 1:2:4 i/c flushing tank (PORTA) with 4" earthern ware trap and C.I thumble etc as
entire satisfacation of Engineer Inchange. (R.A)
| G/Floor | 1x10 | 10 | No
| Ist Floor | 1x10 | 10 | No
| 2nd Floor | 1x5 | 5 | No
| 3rd Floor | 1x10 | 10 | No
|  |  | 35 | No
|  |  | @ |  | Rs. 14331.63 | Each | Rs. | 501607
12 | P/F wash down (Commode) size 685 x 645 mm (PORTA) (USA) one piece with i/c the cost of
flushing cistern 6 litre fixing with back to wall hydraulic seat cover & making requisite No: of
holes in walls Floor for pipe connection & making i/c earthenware s-trap etc: complete as entire
satisfacation of Engineer Incharge. (R.A)
| G/Floor | 1x2 | 2 | No
| Ist Floor | 1x2 | 2 | No
| 2nd Floor | 1x1 | 1 | No
| 3rd Floor | 1x2 | 2 | No
|  |  | 7 | No
|  |  | @ |  | Rs. 18405.75 | Each | Rs. | 128840
13 | P/F Wash Basin with padestal size 635 x 510 mm (PORTA) (USA) with i/c the cost of Bolts.
Nuts and washer & making requisite number of holes in walls for pipe connection etc as
entire satisfaction of Engineer Incharge. (R.A)
| G/Floor | 1x10 | 10 | No
| Ist Floor | 1x10 | 10 | No
| 2nd Floor | 1x5 | 5 | No
| 3rd Floor | 1x10 | 10 | No
|  |  | 35 | No
|  |  | @ |  | Rs. 14331.63 | Each | Rs. | 373547
Page No: 04
S.NO | Description | Measurement | Quantity |  | Rate | Unit | Amount
14 | Providing G.I Pipe and specials and clamps etc including cutting threading end point and fitting
with and i/c the cost of breaking walls floor and roofs. This rate also including wrapping
bitumen tap around pipe etc. complete as entire satisfaction of Engineer Incharge. (R.A)
"A" | 1/2"dia
| G/Floor | 1x150 | 150 | Rft
| 2nd Floor | 1x175 | 175 | Rft
|  |  | 575 | Rft
|  |  | @ |  | Rs. 87.81 | P.Rft | Rs. | 50491
"B" | 3/4"dia
| G/Floor | 1x175 | 175 | Rft
| Ist Floor | 1x160 | 160 | Rft
|  |  | 595 | Rft
|  |  | @ |  | Rs. 124.37 | P.Rft | Rs. | 74000
"C" | 1"dia
| G/Floor | 1x80 | 80 | Rft
| Ist Floor | 1x60 | 60 | Rft
|  |  | 250 | Rft
|  |  | @ |  | Rs. 161.40 | P.Rft | Rs. | 40350
15 | Providing and Fixing in Position 1/2" dia Swana Jet Shower (SONEX) i/c Shower Rod with C.P
head etc. as entire satisfaction of Engineer Incharge. (R.A)
| G/Floor | 1x6 | 6 | No
| Ist Floor | 1x6 | 6 | No
| 2nd Floor | 1x3 | 3 | No
| 3rd Floor | 1x6 | 6 | No
|  |  | 21 | No
|  |  | @ |  | Rs. 4672.94 | P.No | Rs. | 98131
16 | Providing and fixing in Position General Bib Cock (SONEX) with c.p head etc. as entire
satisfaction of Engineer Inchaege. (R.A)
| G/Floor | 1x10 | 10 | No
| Ist Floor | 1x10 | 10 | No
| 2nd Floor | 1x50 | 5 | No
| 3rd Floor | 1x10 | 10 | No
|  |  | 35 | No
|  |  | @ |  | Rs. 2032.94 | P.No | Rs. | 71152
17 | Providing and fixing in position 1/2" dia T-Cock (SONEX) with c.p head etc. satisfaction of Engineer
Inchaege. (R.A)
| G/Floor | 1x10 | 10 | No
| Ist Floor | 1x10 | 10 | No
| 2nd Floor | 1x50 | 5 | No
| 3rd Floor | 1x10 | 10 | No
|  |  | 35 | No
|  |  | @ |  | Rs. 1757.94 | P.No | Rs. | 61528
Page No: 05
S.NO | Description | Measurement | Quantity |  | Rate | Unit | Amount
18 | Providing and Fixing in Position 1/2" dia Double Bib Cock i/c Muslim Shower with pipe waste
etc c.p head etc.as entire satisfaction of Engineer Incharge. (R.A)
| G/Floor | 1x4 | 4 | No
| Ist Floor | 1x4 | 4 | No
| 2nd Floor | 1x2 | 2 | No
| 3rd Floor | 1x4 | 4 | No
|  |  | 14 | No
|  |  | @ |  | Rs. 8302.94 | P.No | Rs. | 116241
19 | Providing and fixing in position 1/2" dia Basin Mixture (SONEX) with c.p head etc.
as entire satisfaction of Engineer Incharge. (R.A)
| G/Floor | 1x4 | 4 | No
| Ist Floor | 1x4 | 4 | No
| 2nd Floor | 1x2 | 2 | No
| 3rd Floor | 1x4 | 4 | No
|  |  | 14 | No
|  |  | @ |  | Rs. 7752.94 | P.No | Rs. | 108541
[6 empty] | Total:- |  | 2195022.86
[6 empty] | N.S.Item |  | 2091566
[6 empty] | S.Item |  | 103456.86
| Sub: Engineer |  |  |  | Assistant Engineer
Education Works Sub-Division
Nawabshah
1 | P/F equating type white glazed of flushing cistern with internal fitting & flush pipe with
with bend & making requisite number of holes in wall plinth & floor for pipe connection &
making good in cement concrete 1:2:4
with 4" dia white glazed earthen ware trap & plastic thumble.(SI,NO: 1 - B (ii) P.1)
|  | 2 NO. | @ |  | Rs.2069.10 | Each |  | Rs. 4138.00
2 | P/F 6"x2" or 6"x3" C.I.floor trap of the approved self cleaning design with C.I.screw/down
grating with or without a vent arm complet with and i/c making rquisite number of holes
in walls plinth & floor for pipe cinnections & making good in CC 1:2:4.(SI,NO: 23 P.05)
|  | 2 NO. | @ |  | Rs.244.35 | Each |  | Rs. 489.00
3 | S/F long BIB - COCK of superior quality with C.P. head ½" dia. (SI,NO: 15(a) P.15)
|  | 2 NO. | @ |  | Rs.211.00 | Each |  | Rs. 422.00
4 | P/F 4" dia C.I. soil & vent pipes i/c cutting and fitting and extra painting to match the
colour of the building(SI,NO: 1 P.8)
|  | 12 NO. |  |  | Rs.103.40 | P.rft |  | Rs. 1241.00
5 | Providing & Fixing 4" dia C.I.Terminal guard including extra painting to match the colour of
the building. (SI,NO: 11 P.9)
|  | 2 NO. | @ |  | Rs.115.10 | Each |  | Rs. 230.00
6 | S/F cancealed TEE STOP COCK of sup: quality with crystal head ½" dia.(SI,NO:14(b) P.15)
|  | 2 NO. | @ |  | Rs.252.10 | Each |  | Rs. 504.00
7 | Providing G.I.pipes specials and clamps etc i/c fixing cutting and fitting complete with and
i/c the cost of breaking through walls and roof making good etc painting two coats after
cleaning the pipe etc with whit zink paint with pigment to match the colour of the building &
testing with water to a pressure head of 200 feet and handling.(SI,NO: 1 P.11)
| ½" dia | 50 rft | @ |  | Rs.25.20 | P.rft |  | Rs. 1260.00
| ¾" dia | 50 rft | @ |  | Rs.34.40 | P.rft |  | Rs. 1720.00
| 1" dia | 40 rft | @ |  | Rs.46.50 | P.rft |  | Rs. 1860.00
8 | Providing R.C.C. pipes with collers class "B" digging the trnches to requird and fixing in
position i/c cutting fitting and jointing with maxphaltic composition and cement mortor 1:1
and testing with water pressure to a head of 4" feet above the top of heighst and refilling
with excavated staff.(SI,NO.2 P.21)
| 4" dia | 12 rft | @ |  | Rs.48.00 | P.rft |  | Rs. 576.00
| 6" dia | 12 rft | @ |  | Rs.72.40 | P.rft |  | Rs. 869.00
S.NO | Description | Measurement | Quantity |  | Rate | Unit |  | Amount
9 | Providing & fixing handle volves(china) (SI,NO: 8 P.14)
| 3/4" dia | 1 NO. | @ |  | Rs.102.95 | Each |  | Rs. 103.00
| 1/2" dia | 1 NO. | @ |  | Rs.75.45 | Each |  | Rs. 75.00
10 | Boring for tube well in wall bearing nails from ground level upto 100 ft.or 30.5 meter depth
i/c making and with drawing of casing pipe.(SI,NO: 1 P.36)(PHE)
|  | 80 rft | @ |  | Rs.91.85 | P.rft |  | Rs. 7348.00
11 | P/F water pumping set 1H.P. 2800 PRM Single phase 220 volts 1-1/4"x 1" suction & delievery
40 feet head i/c base plat form required size and fixing with nuts and both complete in all
respect. (SI,NO: 11 P.30)
1 NO.
|  |  | @ |  | Rs. 5115.00 | Each |  | Rs. 5115.00
Total Rs:- 25950.00
| Contractor |  |  |  |  | District Officer Education Works
Works & Services Department
Shaheed Benazir Abad
5 | Providing & Fixing 22"x16" lavatory basin in white cement glazed earthen ware complete with
& i/c the cost of W.I. or C.I. cantilever brackets 6" inches built into walls painted white in two
coats after a primary coat of red lead paint a pair of ½" dia chorme plated piler traps.1½" dia
rubber plug and chrome platted piller taps. 1½" dia rubber plug and chrome brass waster of
. | approved pattern.1¼" dia malloable iron c.p. brass unions making and making traps, malloable
iron & floor for pipe connection & making good in cement concrete 1:2:4 (Standard
Pattern).(SINO.12 P.3)
|  | 1x2 | 2 Nos
|  |  | @ |  | Rs.1233.65 | Each |  | Rs. 2467.00
6 | Add: extra for labour for providing and fixing of earthen ware pedestal white or coloured
glazed (Foreign or equivalent) (SI,NO: 9 P.3)
|  | 1x2 | 2 Nos
|  |  | @ |  | Rs.416.55 | Each |  | Rs. 833.00
7 | S/F Sawan typ piller cock of superior quality single C.P. head ½" dia.(SI,NO: 18 (a) P.16)
|  | 1x2 | 2 Nos
|  |  | @ |  | Rs.273.90 | Each |  | Rs. 548.00
8 | P/F in position Nyloon connections complete with 1/2"dia brass stop cock with pair of brass
nuts and lining joints to nyloon connection.(SI,NO: 23 P.6)
|  | 1x6 | 6 Nos
|  |  | @ |  | Rs.77.85 | Each |  | Rs. 467.00
10 | S/F in jet shower with rod of superior quality with C.P head 1/2" dia.(SI,NO: 17 P.15)
|  | 1x1 | 1 Nos
|  |  | @ |  | Rs.197.10 | Each |  | Rs. 197.00
S.NO | Description | Measurement | Quantity |  | Rate | Unit |  | Amount
15 | Providing and fixing M.S clamps of the approved desigen to 4" dia C.I pipe sockets including
the cost of cutting and making good to wall or M.S bolts & nuts, 4" into wall including pipe
distance pieces extra painting to match the colour of the building.
|  | 1x8.0 | 8 Nos
|  |  | @ |  | Rs. 56.75 | Each
16 | P/F 4"x4" dia C.I. branch of the required degree with access floor rubber washer 3/8" tick
and bolts and nuts extra painting to match the colour of the building. (SI,NO: 5 P.8)
|  | 1x4 | 4 Nos
|  |  | @ |  | Rs.233.80 | Each |  | Rs. 935.00
17 | P/F 4" dia C.I.plain bend the required degree i/c extra painting to match the colour of the
building. (SI,NO: 10, P.9)
|  | 1x6 | 6 Nos
|  |  | @ |  | Rs.168.40 | Each |  | Rs. 1010.00
18 | Providin & Fixing 4" dia C.I. Offset of various length including extra painting to match the
colour of the buildings (SI,NO: 20 P.10)
|  | 1x4 | 4 Nos
|  |  | @ |  | Rs.171.20 | Each |  | Rs. 685.00
20 | P/F water pumping set 1H.P. 2800 PRM Single phase 220 volts 1-1/4"x 1" suction & delievery
40 feet head i/c base plat form required size and fixing with nuts and both complete in all
respect. (SI,NO: 11 P.30)
|  | 1x1 | 1 Nos
|  |  | @ |  | Rs. 5115.00 | Each |  | Rs. 5115.00
21 | Add: extra labour for concealed G.I.pipe & fiiting i/c making recess in the wall for pipe and
making good in cement mortor etc complete. (SI,NO: 2, P.11)
|  | 1x60.0 | 60
| ½" dia |  | @ |  | Rs.03.60 | P.rft |  | Rs. 216.00
22 | Providing & Fixing Chrome plated brass Twoel rail complete with brackets fixing on wooden
claets with 1" long C.P. brass screws.
3/4" dia round or square (Superior Pattern)
|  | 1x2 | 2 Nos
|  |  | @ |  | Rs.270.10 | Each |  | Rs. 540.00
S.NO | Description | Measurement | Quantity |  | Rate | Unit |  | Amount
23 | P/F 15" x 12" bevelled edge mirror of belgium glass complete with 1/8"thick hard board and
C.P screws fixed to wooden plate.(SI,NO:3, P.7)
Standard Pattern
|  | 1x2 | 2 Nos
|  |  | @ |  | Rs.663.30 | Each |  | Rs. 1327.00
Total:- Rs. 47442.00
Deputy District Officer
| Sub-Engeenir |  |  |  |  | Education works
Works & services Department
Nawabshah.

## Sheet8
SCHEDULE "B" Part "B" Drainge
Name of Schemes:- N'Shah Package for Education (2012-13 Prog.) Missing Facilities Rehabilitation of Public School Nawabshah @ Construction of (Ext: Drainage & W/S & S/Fitting) Tal: Nawabshah Distt: SBA
S.NO | Description | Quantity | Rate | Unit | Amount
1 | Execevation for pipe in trenches pits in soft soil i/c trimmimg and dressing to true alignment &shape
leveling of beds leveling of beds of trenches to correct level & grade cutting joints holes providinng
fence guards lights, flage temporary crossing for non vehicular traffic where ever required lift upto 5
ft and lead upto one chain (PHE SINO 1,P-46)
0-5' depth
3252
|  |  | 3600 | %0Cft | 11707.2
2 | Excavation for pipe line in trenches pits in wet soail i/c clay or mud trimmiimg and dressing sides to
true alignment shape leveling of beds of trenches to correct level & grade cutting jonts holes i/c laying
earth in 6" dia layer for construction of banks & banks dressing disposal of surplus earth within one
chain as directed by Engineer incharge providing fence guard lights flags temporary crossing for non
vehicular traffic where ever required lift upto 5 ft and lead upto one chain (PHE SINO: 14 P 48)
"A" | Depth 0'-5' depth
4878
|  |  | 5400 | %0Cft | 26341.2
"B" | Depth 0'-5-8 depth
2778
|  |  | 5950 | %0Cft | 16529.1
3 | Providing R.C.C Pipe of ASTM, C-76-62, C-76-70 Class-II Wall-B & Fixing in trenches i/c cutting
bending & jointing with rubber rings i/c testing water to specified pressure. (R.A)
12" dia
400
|  |  | 412 | P.Rft | 164800
4 | Cement concrete plain including placing compcting, finishing and curing, complete (including
screening and washing of stone aggregate without shuttering.). (SI, NO: 5 P.18)
"A" | Ratio 1:4:8
170
|  |  | 11288.75 | %cft | 19190.875
"B" | Ratio 1:2:4
77
|  |  | 14429.25 | %cft | 11110.5225
5 | Reinforced cement concrete work including all labour and material except the cost of steel
reinforcement and its labour for bending and binding which will be paid separately. This rate
also includes all kinds of forms moulds. Lifting shuttering curing rendering and finishing the
exposed surface (including screening and washing of shingle)
R.C. work in roof slab, beams columns rafts. Lintels and other structural members laid in
situ or precast laid in position completed in all respects. 1:2:4. (SI, NO: 6i P. 19)
592
|  |  | 337 | Psft | 199504
Page No: 02
S.NO | Description | Quantity | Rate | Unit | Amount
6 | Fabrication of mild steel reinforcement for cement concrete including cutting bending,
laying in position making joints and fastenings including cost of binding wire (also includes
removal of rust from bars.) Using Tor Bars. (SI, NO: 7 (b) P.20)
23.78
23.78
|  |  | 5001.7 | P.cwt | 118940.426
7 | Providing & fixing C.I main Hole Cover with frame i/c cost of material complete. (PHE, SINO: 1P.23)
24.5
|  |  | 6985 | Pcwt | 171132.5
8 | Manufacturing & suppling R.C.C main Hole covers cost in 1:2:4 concrete ratio 4" deep @ center rainforced
with 1/2" dia tor bar steel @ 3" C/C welded to 1/4" thick 3" deep M.S plate i/c curring stacking &
trensportation @ site of Work (R.A)
8
|  |  | 1881.18 | Each | 15049.44
9 | Refilling the excavated staff in trenches in 6" thick i/c cutting ramming to full compection etc
complete. (PHE, SINO 24, P-53)
7317
|  |  | 2760 | %0cft | 20194.92
|  |  |  | Total:- | 774498
| Contractor |  | Executive Engineer
Education Works Division
Shaheed Benazirabad
Assistant Engineer
| Sub: Engineer |  | Education Works Sub-Division
Nawabshah
4 | Excavation for pipe line in trenches pits in wet soail i/c clay or mud trimmiimg and dressing sides to
true alignment shape leveling of beds of trenches to correct level & grade cutting jonts holes i/c laying
earth in 6" dia layer for construction of banks & banks dressing disposal of surplus earth within one
chain as directed by Engineer incharge providing fence guard lights flags temporary crossing for non
vehicular traffic where ever required lift upto 5 ft and lead upto one chain (PHE SINO: 14 P 48)
|  | 142x3.14/4x(6.50)/2x6.50 | 30612
30612
|  |  | Rs. 2613.60 | %0Cft | Rs. 80008.00
5 | Extra for wet earth work (C, SINO 15, P-4)
| 9" dia | 1x42x3.14/4(6.50)/2(4.50+5.0)/2 | 22370
22370
|  |  | Rs. 423.50 | %0cft
6 | Cement concrete plain including placing compcting, finishing and curing, complete (including
screening and washing of stone aggregate without shuttering.). (SI, NO: 5 P.18)
"A" | Ratio 1:4:8
|  | 142x3.14/4x(6.50/2)x0.75 | 3532
3532
|  |  | Rs. 4319.70 | %cft | Rs. 152572.00
"B" | Ratio 1:2:4
|  | 142x3.14/4x(4/2)x1.08 | 1926
1926
|  |  | Rs.5941.10 | %cft | Rs. 110504.00
Page No: 02
S.NO | Description | Quantity | Rate | Unit | Amount
7 | Providing & fixing C.I main Hole Cover with frame i/c cost of material complete. (PHE, SINO: 1P.23)
|  | 142x2.50 | 355
355
|  |  | Rs. 4318.00 | %0cft | Rs. 1532890.00
8 | Manufacturing & suppling R.C.C main Hole covers cost in 1:2:4 concrete ratio 4" deep @ center rainforced
with 1/2" dia tor bar steel @ 3" C/C welded to 1/4" thick 3" deep M.S plate i/c curring stacking &
trensportation @ site of Work (R.A)
|  | 1x142 | 142
142
|  |  | Rs. 423.50 | %0cft | Rs. 147396.00
9 | Refilling the excavated staff in trenches in 6" thick i/c cutting ramming to full compection etc
complete. (PHE, SINO 24, P-53)
| Qty: Same Item No. 1 | 17124x90/100= | 15412
15412
|  |  | Rs. 423.50 | %0cft | Rs. 20698.00
10 | Carriage of R.C.C pipe of any class with collers by Mechanical transport i/c loading and unloading
of pipe at site of Work. (PHE, SINO: 2, P-1) (LEAD 79 Miles)
9" dia
|  | 1x5708 | 5708
5708
|  |  | Rs. 423.50 | %0cft | Rs. 44123.00
Total Rs. 3365345.00
Assistant Engineer
| Sub: Engineer |  | Education Works
Sub-Division Nawabshah
3 | Excavation in foundation of building bridges and other structures including dagbelling
dressing refilling around structure with excavated earth watering and ramming lead upto
5ft. In ordinary soil. (SI, NO: 18 (b) P. 5)
|  |  | @ | Rs.1306.80 | %0cft
1 | Removing door with chowkat. (A, P.NO:13)
|  | 3 Nos | Rs. 82.82 | P.No | 247
2 | Removing window and sky light with chowkats. (B, NO: 13)
|  | 10 Nos | Rs.59.90 | P.No | 599
3 | Dismantling brick work in lime or cement mortar. (SI, NO: 13 P.11)
|  | 4682.0 cft | Rs.617.10 | %cft | 28893
4 | Dismantling 2nd class tile roofing. (SI,NO: 22 P.11)
|  | 1688.0 sft | Rs.181.50 | %sft | 3064
5 | Dismantling rolled steel beams, iron rails etc.(SI,NO: 42 P.14)
|  | 46.14 cwt | Rs.60.50 | P.cwt | 2791
6 | Dismantling cement concrete reinforced separating reinforcement from concrete cleaning
and straightening the same. (SI, NO: 20 P.11)
|  | 51.0 cft | Rs.2613.60 | %cft | 1332
7 | Dismantling cement concrate palain. (SI, NO:19 P.11)
Ratio 1:3:6
|  | 206.0 cft | Rs.1306.80 | %cft | 2692
|  |  |  | Total | 39618
|  |  |  | Add: 20% above | 7924
|  |  |  | G.Total:- Rs. | 47542
| Sub: Engineer | Assistant Engineer |  | Executive Engineer
|  | Education Works |  | Education Works Division
|  | Nawabshah |  | Shaheed Benazir Abad

## Sheet9
Deteaild Estimate
Name of Work:- Establishment of Bakhtawar Cadet College for Girls Nawabshah Distt: SBA @ Construction of Academic/Administration Block, Parents Waiting Hall (External Development, (left/Right Side) Entrance, Truffing in front of Hostel Block-C&D Water Supply & Sanitry Fittings)
S.NO | Description | Quantity | Rate | Unit | Amount
(A) 1 | Earth work for embankment from borrow pits including laying in 6 inch layers, clod breaking,
ramming, dressing & compaction by sheep foot / power roller with optimum moisture content to a
minimum95% of modified A.A.S.H.T.O dry density complete, upto an average lead of 5 miles and
lift upto 5 ft.(HIS NO: 5 P.NO: 01) (HIS. 7 PNO. 2) 2208.37 +3975.35= 6183.72
Lead for 95-100% modified AASTO Rs. 7835.80
384690
|  |  | 13903.32 | %0Cft | 5348468.1708 | 5348468.1708
Granular Capping Layar
2 | Preparing sub course by supplying and spreading stone metal 1-1/2"-2" guage of approved quality from
approved quarry in required thickness to proper camber and grade including hand packing , mixing
with 129cft Shingle pit run Graval fines having PI not more than 6% of suitable quality , watering and
compacting to achive 98-100% denisty as per modified AASHO specification . Rate includes all cost of
material , T&Pand carriage up to site of work.
11883
|  |  | 8247.02 | %cft | 979993.3866 | 979993.3866
3 | Preparing Base course by suppling and spreading stone metal of approved quality properly graded to
maximum size 1-11/2" in required thickness to proper camber and grade including suppling and
spreading 15cft. Screening & non plastic quarry lines filling depression with stone metal after initail
rolling including watering and compacting the same as to achive 100% density as per modified AASHO
specification .(Rate including providing & using Templates screen forms as directed).(Rate including all
cost materials T&P and carriage upto site of Work)
5942
|  |  | 11123.45 | %cft | 660955.399 | 660955.399 | 660955.399
4 | Providing & fixing Precast Edge Block 3750 PSI Industrial Made Size 6 inches thick high including
the of cartage, excevation, from work for haunching, 1450 PSI lean concrete, 2250 PSI concrete for
haunching 1:4 cement sand mortor (H.S.I 14 Page NO: 16)
complete as desired.(H.S.I NO: 14 Page NO: 16)
4982
|  |  | 297.01 | Prft | 1479703.82 | 1479703.82
|  |  |  | Total:- | 8469120 | 8469120.7764
(B) 1 | Excavation in foundation of building bridges and other structures including dagbelling
dressing refilling around structure with excavated earth watering and ramming lead upto
5ft. In ordinary soil. (SI, NO: 18 (b) P. 4)
135
|  |  | 3176.25 | %0cft | 428.7937 | 428.7937 | 428.7937
2 | Cement concrete brick or stone bllast 1½" to 2" gauge.(SI, NO: 4 (b) P. 15)
Ratio 1:4:8
31875
|  |  | 9416.28 | %cft | 3001439.25 | 3001439.25 | 3001439.25
3 | Borrowpit excavation undressed lead upto 100ft. (SI, NO: 3 P. 1)
Ordinarry soil.
369799
|  |  | 2117.5 | %0cft | 783049.3825 | 783049.3825
4 | Laying Earth in 6" layer leveling & dressing & watering complete (soft, ordinary or hard soil) (SI, NO: 13 P. 2)
369799
|  |  | 263 | %0cft | 97257.137 | 97257.137 | 97257.137
Page No: 02
S.NO | Description | Quantity | Rate | Unit | Amount
5 | Supply of clean screened ( River or Pit ) sand within 5 chains including removal of top crust
of earth or over burden & royalty to the Government or cost to the private owner.
(SI,NO: 36 P.6)
73960
|  |  | 420 | %cft | 310632 | 310632 | 310632
6 | Trufing slops of banks or lawns with grass sods including ploughing laying setting &
watering truf got from within a distance of 5 miles & maintenance for 15 days.
(SI,NO: 27 P.5)
98613
|  |  | 1210 | %sft | 1193217.3 | 1193217.3 | 1193217.3
7 | Supplying Mannure. (S.I NO: 44 P.NO: 104 )
300
|  |  | 298.12 | Each | 89436 | 89436 | 89436
8 | P/F cement paving blocks flooring having size of 197x97x80 (mm) of city / quddra / cobble
shape with natural colours, having strength b/w 5000 psi to 8500 psi i/c filling the joints
with hill sand and laying in specified manner / pattern & design etc. complete.
(SI,NO: 71, 72 P. 49)
"A" |  |  | 26090
|  |  | 223.97 | P.sft | 5843377.3 | 5843377.3 | 5843377.3
"B" |  |  | 60877
|  |  | 199.77 | P.sft | 12161398.29 | 12161398.29 | 12161398.29
9 | Pacca brick work in foundation and plinth in.1:6. (SI,NO: 4( I )e. P. 21)
225
|  |  | 11948.36 | %cft | 26883.81 | 26883.81 | 26883.81
10 | Cement plaster 1:6 upto 20" height.(b) ½" thick. (SI, NO: 13(b) P. 52)
480
|  |  | 2206.6 | %sft | 10591.68 | 10591.68 | 10591.68
11 | Cement plaster 1:4 upto 20" height.(a) ⅜" thick. (SI, NO: 11(a) P. 52)
480
|  |  | 2197.52 | %sft | 10548.096 | 10548.096 | 10548.096
|  |  |  | Total:- | 23528258 | 23528259.0393
Part "C' W/S & S/Fitting
1 | Providing chambers 15"x19" (inside diamensions)x24" deep for house metters with 6" thick C.C. 1:3:6
cement mortor 6" thick C.C 1:4:8 in foundation, 1/2" thick cement plaster 1:3 to all inside wall surface
and to top 1" thick C.C 1:2:4 flooring complete with hinged cast iron cover and frame 15"x19" (inside)
clear opening (Wt+Qr) etc. fixied in cement concerete 1:2:4 including curing excavation back filling
& disposal of surplus earth etc. complete (SI NO: 02 P NO: 20)
16
|  |  | 5913.22 | Each | 94611.52 | 94611.52 |  | #VALUE!
2 | Providing & fixing handle volves(china) (SI,NO: 5 (b) P.17)
| ¾" dia |  | 5
|  |  | 271.92 | Each | 1359.6 | 1359.6 |  | #VALUE!
Page No: 03
S.NO | Description | Quantity | Rate | Unit | Amount
3 | Boring for tube well in wall bearing nails from ground level upto 100 ft.or 30.5 meter depth
i/c making and with drawing of casing pipe.(SI,NO: 1 P.41)(PHE)
300
|  |  | 160 | Prft | 48000 | 48000
4 | Providing Fixing water pumping set with Diamond moter and pump 1HP 1400PRM Single Phase
220 volts 2"x1/1/2" suction and deilevary 40ft head i/c base Plate and also making C:C: 1:3:6
plate form of required base size and fixing with nuts & bolts etc. complete in all respects.
4
|  |  | 18470 | Each | 73880 | 73880 |  | 73880
5 | Supplying & Fixing UPVC soil & vent pipe AGM make of approved quality on walls & in C.C Flooring working upto 90" ft height jointing with UPVC fitting by using approved paste / solution making good etc. complete as per instruction of the engineer incharge. Rate in/c all cost of labour material cartage scaffolding jhoola etc complete.(R.A)
"A" | 4"dia
|  |  | 2197 |  |  |  |  | 755768 | 755768
|  |  | 344 | P.Rft | 755768 | 755768
"C" | 1"dia
|  |  | 2197 |  |  |  |  | 327353 | 327353
|  |  | 149 | P.Rft | 327353 | 327353
|  |  |  | Total:- | 1300972 | 1300972.12
33298350
| Contractor |  |  | Executive Engineer
Education Works Division
Shaheed Benazirabad
40418476.2296
3 | Laying on bricks on end edging including supply of 9"x41/2"x3" Ist Class burnt bricks excavation
for Laying edging with small size parallel to the road Rate including all cost of material labour and carriage
to the site of work.
| Academic Block | 1/2x(3.14/2)x(87)2x0.75 | 8912
8912
|  |  | 2690.89 | %Rft | 239812.1168 |  | 239812.1168
2 | Laying murum flooring consisting of 1" layer of fine powdery of flakey variety of murum laid over
6" good hard layer of murum apread over 9" thick sub-base comprising of hand packed rubble
or broken bricks properly watered and rammed provided over well rammed earth.(SI NO: 1 Page 40)
| Jogging Track | 1x2x545.0x10.0 | 10900
| " | 1x2x525x10.0 | 10500
| Path to Parade Ground | 1x4x36.0x15.0 | 2160
23560
|  |  | 3918.2 | %sft | 923127.92
3 | Providing and Laying Aggregate base course in proper grade and camber having CBR 80% as per
AASHTO standard spexification i/c spreading and compacting by approved mechanical menas
(Motor grader, verbratory roller and smooth wheel roller etc) watering to maintain the moisture
content the compacting of each layer shall 100 percent to the max dry density (Rate i/c all cost of
material T&P and carriage upto 3 chains) (HIS S. NO: 13-(B) P.NO: 05)
| Jogging Track | 1x2x545.0x10.0x0.25 | 2725
| " | 1x2x525.0x10.0x0.25 | 2625
| Path to Parade Ground | 1x4x36.0x15.0x0.25 | 540
5890
|  |  | 5542.29 | %cft | 326440.881 |  | 326440.881
4 | Cement concrete brick or stone bllast 1½" to 2" gauge.(SI, NO: 4 P. 15)
Ratio 1:4:8
"A" | Foot Path | 1x2x577x1.25x0.37 | 534
| " | 2x460.0x1.25x0.37 | 426
| " | 1x2x565.0x1.25x0.37 | 523
| " | 1x2x450.0x1.25x0.37 | 416
| Grass Track O/S | 1x2x545.0x1.25x0.37 | 504
| " O/S | 1x2x430.0x1.25x0.37 | 398
| I/S | 1x2x525.0x1.25x0.37 | 485
| " | 1x2x410.0x1.25x0.37 | 379
| Foot Path | 1x2x577.0x6.0x0.37 | 2561
| " | 1x2x450.0x6.0x0.37 | 1066
7292
|  |  | 9416.28 | %cft | 686635.1376 |  | 686635.1376
Page No: 02
S.NO | Description | Quantity | Rate | Unit | Amount
5 | Providing & fixing Precast Edge Block 3750 PSI Industrial Made Size 6 inches thick high including
the of cartage, excevation, from work for haunching, 1450 PSI lean concrete, 2250 PSI concrete for
haunching 1:4 cement sand mortor (H.S.I 14 Page NO: 16)
complete as desired.(H.S.I NO: 14 Page NO: 16)
| Foot Path O/S | 1x2x577.0 | 1154
| " | 1x2x460.0 | 924
| Foot Path O/S | 1x2x565 | 1130
| " | 1x2x450.0 | 900
| Jogging Track | 1x2x545.0 | 1090
| O/S | 1x2x430.0 | 860
| I/S | 1x2x525.0 | 1050
| I/S | 1x2x410.0 | 820
7928
|  |  | 297.01 | Prft | 2354695.28
6 | P/F cement paving blocks flooring having size of 197x97x80 (mm) of city / quddra / cobble
shape with natural colours, having strength b/w 5000 psi to 8500 psi i/c filling the joints
with hill sand and laying in specified manner / pattern & design etc. complete.
(SI,NO: 71, 72 P. 49)
| Foot Path | 1x4x30.0x6.0 | 720
| " | 1x2x577.0x6.0 | 6924
| " | 1x2x450.0x6.0 | 5400
13044
"A" | 40% Colour in pigment | Use 40% (13044x40%)= | 5218
5218
|  |  | 223.97 | P.sft | 1168675.46 |  | 1168675.46
"B" | 60% Natural Colour | Use 60% (13044x60%)= | 7826
7826
|  |  | 199.77 | P.sft | 1563400.02 |  | 1563400.02
7 | Supplying Manure. (S.I NO: 44 P.NO: 104 )
| " | 1x390x505x0.08=15756=
|  | 15756/24= | 657
657
|  |  | 298.12 | Each | 195864.84 |  | 195864.84
8 | Trufing slops of banks or lawns with grass sods including ploughing laying setting &
watering truf got from within a distance of 5 miles & maintenance for 15 days.
(SI,NO: 27 P.5)
| Truff | 1x2x565.0x10.0 | 11300
| " | 1x2x430.0x10.0 | 8600
| " | 1x2x525.0x10.0 | 10500
| " | 1x2x390.0x10.0 | 7800
38200
|  |  | 1210 | %sft | 462220 |  | 462220
|  |  |  | Total:- | 114936049.8207
Assistant Engineer
| Sub: Engineer |  | Education Works Sub-Division
Nawabshah
7 | Excavation in foundation of building bridges and other structures including dagbelling
dressing refilling around structure with excavated earth watering and ramming lead upto
5ft. In ordinary soil. (SI, NO: 18 (b) P. 4)
"A" | Kerb | Qty: Same as Item NO: (03)x2.0x1.25
|  | 7928x2.0x1.25 | 19820
19820
|  |  | 3176.25 | %0cft | 62953.275 |  | 62953.275
8 | Cement concrete brick or stone bllast 1½" to 2" gauge.(SI, NO: 4 P. 15)
"A" | Ratio 1:4:8
"A" |  | Qty: Same as Item NO: (07)/1.25x0.37
|  | 19820/1.25x0.37 | 5867
Qty: Same as Item NO: (04) 13044x0.37
|  | 13044x0.37 | 4826
10693
|  |  | 9416.28 | %cft | 1006882.8204 |  | 1006882.8204
9 | Erection & removal of centering for R.C.C. or plain cement concrete works of Deodar Wood for Partal Wood
(2nd-class).(SI,NO: 19b (ii) P.18)
Qty: Same as item NO: (03)x1.50
|  | 7928x1.50 | 11892
11892
|  |  | 3127.41 | %sft | 371911.5972
10 | Cement concrete plain including placing compcting, finishing and curing, complete (including
screening and washing of stone aggregate without shuttering.). (SI, NO: 5 P.16)
Ratio 1:2:4
Qty: Same as item NO: (03)x0.50x1.25
|  | 7928x0.50x1.25 | 4955
4955
|  |  | 14429.25 | %cft | 714969.3375
|  |  |  | Total:- | 232028816.6715
Assistant Engineer
| Sub: Engineer |  | Education Works Sub-Division
Nawabshah
1 | Execevation for tanks and resrvoir in soft soil i/c trimmimg and dressing to true alignment/desigen
section/profiles and shape leveling of beds of trenches to correct level & grade i/c laying of earth in 6"
layer for construction of banks and dressing and disposal of surplus earth excavated earth within a one
chain as directed by Engineer incharge i/c providing fence guards, lights, flags and temporary crossing
for non-vehicular traffic where ever required lift upto 5 ft. (1.52m) and lead upto one chain (30.5m)
(PHE SINO 1,P-67)
0-5' depth
| Main Hole | 1x30.0x30.0x3.0 | 2700
2700
|  |  | 3000 | %0Cft | 8100
2 | Execevation for tanks and resrvoir in wet soil clay or mud i/c trimmimg and dressing sides to true
alignment and shape leveling of beds of trenches to correct level & grade cutting joints holes and
disposal of surplus earth within a one chain as directed by Engineer incharge i/c providing fence
guards, lights, flags and temporary crossing for non-vehicular traffic where ever required lift
upto 5 ft. (1.52m) and lead upto one chain (30.5m) (PHE SINO 14,P-74)
0-5' depth
| " | 1x30.0x30.0x2.0 | 1800
1800
|  |  | 4800 | %0Cft | 8640
3 | Execevation for tanks and resrvoir in slushly or daldally soil i/c trimmimg and dressing sides to true
alignment and shape leveling of beds of trenches to correct level & grade cutting joints holes and
disposal of surplus earth within a one chain as directed by Engineer incharge i/c providing fence
guards, lights, flags and temporary crossing for non-vehicular traffic where ever required lift
upto 5 ft. (1.52m) and lead upto one chain (30.5m) (PHE SINO 14,P-74)
"A" | 5'-8' depth
| Main Hole | 1x30.0x30.0x3.0 | 2700
2700
|  |  | 7750 | %0Cft | 20925
"B" | 8'-11' depth
| Main Hole | 1x30.0x30.0x3.0 | 2700
2700
|  |  | 8300 | %0Cft | 22410
"C" | 5'-8' depth
| Main Hole | 1x30.0x30.0x3.0 | 2700
2700
|  |  | 8850 | %0Cft | 23895
4 | Bailing or pumping out sub soil water during excavation concreting cost in situ concrete or
masonary work in foundation etc (PHE SINO 18,P-75)
| Qty:- Same as Item No: 03 (A+B+C) 2700+2700+2700= |  | 8100
8100
|  |  | 543 | %Cft | 4398.3
5 | Cement concrete brick or stone bllast 1½" to 2" gauge.(SI, NO: 4 P. 15)
Ratio 1:4:8
| " | 1x30.0x30.0x0.75 | 675
675
|  |  | 9416.28 | %cft | 63559.89 |  | 63559.89
Page No: 02
S.NO | Description | Quantity | Rate | Unit | Amount
6 | Reinforced cement concrete work including all labour and material except the cost of steel
reinforcement and its labour for bending and binding which will be paid separately. This rate
also includes all kinds of forms moulds. Lifting shuttering curing rendering and finishing the
exposed surface (including screening and washing of shingle)
R.C. work in roof slab, beams columns rafts. Lintels and other structural members laid in
situ or precast laid in position completed in all respects. 1:1-1/2:3. (SI, NO: 5 P. 16)
| Footing | 1x29.0x29.0x1.50 | 1262
| Central Coll: | 1x1.0x2.0x10.50 | 21
| Wall | 1x2x25.0x(0.75+1.25/2)x10.50 | 525
| " | 1x2x26.50x(0.75+1.25/2)x10.50 | 557
| Tie Beam | 1x2x25.0x0.75x1.50 | 56
| " | 1x2x26.50x0.75x1.50 | 59
| Slab | 1x28.0x28.0x0.67 | 525
3005
|  |  | 349 | Psft | 1048745
7 | Fabrication of mild steel reinforcement for cement concrete including cutting bending,
laying in position making joints and fastenings including cost of binding wire (also includes
removal of rust from bars.) Using Tor Bars. (SI, NO: 7 (b) P.20)
| Qty: Same Item No: (06) = R.C.Cx 3005 x7.0/112= |  | 187.8125
187.8125
|  |  | 5001.7 | P.cwt | 939381.7812
8 | Providing "expansion joints" concrete work of 9" wide corgated PVC waterstop (with bulb) i.c
soldering cost of material and labour etc complete (PHE SINO 2,P-56)
| " | 1x2x(26.50+26.50) | 106
106
|  |  | 86 | Prft | 9116
9 | Providing & fixing C.I main Hole Cover with frame i/c cost of material complete. (PHE, SINO: 1P.23)
|  | 1x2x1.75 | 3.5
3.5
|  |  | 6985 | Pcwt | 24447.5
10 | P/F C.I ventilator (weight not less than 80 lbs/each) in tank roof of approved of approved
design with water tight joints i/c painting etc complete. (PHE, SINO: 4P.55)
|  | 1x4 | 4
4
|  |  | 4870 | Each | 19480
11 | P/F in position in C.C foundation 1:3:6 M.S ladder of M.S angle iron 2"x2"x1/4" 1' apart with M.S bar
3/4" dia spaced 1' apart painting 3 coats with anticorrosive steel paintetc complete. (PHE, SINO: 3 P.55)
|  | 1x2x14.50 | 29
29
|  |  | 799 | Prft | 23171
12 | Providing & fixing M.S Tail Piece (Dholki) on AC pipe fabricated 1/4" thick M.S plate having dimensions
and weight as mentioned against each item. It including the cost of labour and sealing material etc
complete. (PHE, part "C" SINO: 7(f) P.07)
|  | 1x1 | 1
1
|  |  | 2997 | Each | 2997
Page No: 03
S.NO | Description | Quantity | Rate | Unit | Amount
13 | Water proofing layer over domical or flat roof slab of the HSR in 2 coats of bitumen laid hot using 34 lbs
for %sft and blending with sand at 1 Cft. Per%sft (PHE, SINO: 2 P.55)
| Tank | 1x(25.0+25.0) | 625
| " | 1x2x(25.0+25.0)x10.0 | 1000
| " | 1x25.0x25.0 | 625
2250
|  |  | 2208 | P%sft | 49680
14 | Refilling the excavated staff in trenches in 6" thick i/c cutting ramming to full compection etc
complete. (PHE, SINO 24, P-77)
| 10% of Item No. (1+2+3) (2700+1800+8100)12600*10/100= |  | 1260
12600
|  |  | 2760 | %0cft | 34776
15 | Providing Fixing water pumping set with Diamond moter and pump 1HP 1400PRM Single Phase
220 volts 2"x1/1/2" suction and deilevary 40ft head i/c base Plate and also making C:C: 1:3:6
plate form of required base size and fixing with nuts & bolts etc. complete in all respects.
|  | 1x1 | 1
1
|  |  | 18470 | P.No | 18470 | P.No | Rs. | 18470 | 18470
|  |  |  | Total:- | 2322192.4712
Assistant Engineer
| Sub: Engineer |  | Education Works Sub-Division
Nawabshah
1 | Execevation for pipe in trenches pits in soft soil i/c trimmimg and dressing to true alignment &shape
leveling of beds leveling of beds of trenches to correct level & grade cutting joints holes providinng
fence guards lights, flage temporary crossing for non vehicular traffic where ever required lift upto 5
ft and lead upto one chain (PHE SINO 1,P-46)
0-5' depth
| 12" dia | 1x900.0x3.50x2.0 | 6300
| Main Hole | 17x0.78x(6x6)x2 | 961
7261
|  |  | 3600 | %0Cft | 26139.6
2 | Excavation for pipe line in trenches pits in wet soail i/c clay or mud trimmiimg and dressing sides to
true alignment shape leveling of beds of trenches to correct level & grade cutting jonts holes i/c laying
earth in 6" dia layer for construction of banks & banks dressing disposal of surplus earth within one
chain as directed by Engineer incharge providing fence guard lights flags temporary crossing for non
vehicular traffic where ever required lift upto 5 ft and lead upto one chain (PHE SINO: 14 P 48)
Depth 0'-5' depth
| 12" dia | 1x900x3.50x3.0 | 9450
| Main Hole | 17x0.785x(6x6)x3.0 | 1442
10892
|  |  | 5400 | %0Cft | 58816.8
Depth 0'-5-8 depth
| 12" dia | 1x900.0x3.50x1.50 | 4725
| Main Hole | 17x0.785x(6x6)x3.0 | 1442
6167
|  |  | 5950 | %0Cft | 36693.65
3 | Providing R.C.C Pipe of ASTM, C-76-62, C-76-70 Class-II Wall-B & Fixing in trenches i/c cutting
bending & jointing with rubber rings i/c testing water to specified pressure. (R.A)
12" dia
|  | 1x900.0 | 900
900
|  |  | 412 | P.Rft | 370800
4 | Cement concrete plain including placing compcting, finishing and curing, complete (including
screening and washing of stone aggregate without shuttering.). (SI, NO: 5 P.18)
"A" | Ratio 1:4:8
|  | 1x17.0x0.785x(6x6)x0.50 | 241
241
|  |  | 11288.75 | %cft | 27205.8875
"B" | Ratio 1:2:4
|  | 17x0.785x(4x4)x1.33 | 284
284
Deduction
| for 12" dia | 17x4.0x1.33x1.33 | 121
121
|  | Net Qty:- 284 - 121 = | 163
|  |  | 14429.25 | %cft | 23519.6775
Page No: 02
S.NO | Description | Quantity | Rate | Unit | Amount
5 | Reinforced cement concrete work including all labour and material except the cost of steel
reinforcement and its labour for bending and binding which will be paid separately. This rate
also includes all kinds of forms moulds. Lifting shuttering curing rendering and finishing the
exposed surface (including screening and washing of shingle)
R.C. work in roof slab, beams columns rafts. Lintels and other structural members laid in
situ or precast laid in position completed in all respects. 1:2:4. (SI, NO: 6i P. 19)
| Rf | 17x0.785x(6x6)x0.75 | 361
| Wall | 17x3.14x4.50x0.50x6.0 | 721
| Slab | 17x0.785x(5x5)x0.75 | 251
1333
Deduction
|  | 2x17x0.785x(1.33x1.33)x0.50 | 24
| " | 1x17x2.0x2.0x0.75 | 51
75
|  | Net Qty:- 1333 - 75 = | 1258
|  |  | 337 | Psft | 423946
6 | Fabrication of mild steel reinforcement for cement concrete including cutting bending,
laying in position making joints and fastenings including cost of binding wire (also includes
removal of rust from bars.) Using Tor Bars. (SI, NO: 7 (b) P.20)
| Qty: Same Item No: (05) = R.C.Cx 1258 x4.0/112= |  | 45
45
|  |  | 5001.7 | P.cwt | 225076.5
7 | Providing & fixing C.I main Hole Cover with frame i/c cost of material complete. (PHE, SINO: 1P.23)
|  | 17x1.75 | 30
30
|  |  | 6985 | Pcwt | 209550
8 | Manufacturing & suppling 21" R.C.C main Hole covers cost in 1:2:4 concrete ratio 4" deep @ center
rainforced with 1/2" dia tor bar steel @ 3" C/C welded to 1/4" thick 3" deep M.S plate i/c curring
stacking & trensportation @ site of Work (R.A)
|  | 1x17 | 17
17
|  |  | 1830.94 | Each | 31125.98
9 | Refilling the excavated staff in trenches in 6" thick i/c cutting ramming to full compection etc
complete. (PHE, SINO 24, P-53)
| Qty: Same Item No. (01) (A+B) 7317+10976 = |  | 18293
|  | 18293 x 90 /100 = | 16464
|  |  | 2760 | %0cft | 45440.64
|  |  |  | Total:- | 1478315
Assistant Engineer
| Sub: Engineer |  | Education Works Sub-Division
Nawabshah
4 | Excavation for pipe line in trenches pits in wet soail i/c clay or mud trimmiimg and dressing sides to
true alignment shape leveling of beds of trenches to correct level & grade cutting jonts holes i/c laying
earth in 6" dia layer for construction of banks & banks dressing disposal of surplus earth within one
chain as directed by Engineer incharge providing fence guard lights flags temporary crossing for non
vehicular traffic where ever required lift upto 5 ft and lead upto one chain (PHE SINO: 14 P 48)
|  | 142x3.14/4x(6.50)/2x6.50 | 30612
30612
|  |  | Rs. 2613.60 | %0Cft | Rs. 80008.00
5 | Extra for wet earth work (C, SINO 15, P-4)
| 9" dia | 1x42x3.14/4(6.50)/2(4.50+5.0)/2 | 22370
22370
|  |  | Rs. 423.50 | %0cft
6 | Cement concrete plain including placing compcting, finishing and curing, complete (including
screening and washing of stone aggregate without shuttering.). (SI, NO: 5 P.18)
"A" | Ratio 1:4:8
|  | 142x3.14/4x(6.50/2)x0.75 | 3532
3532
|  |  | Rs. 4319.70 | %cft | Rs. 152572.00
"B" | Ratio 1:2:4
|  | 142x3.14/4x(4/2)x1.08 | 1926
1926
|  |  | Rs.5941.10 | %cft | Rs. 110504.00
Page No: 02
S.NO | Description | Quantity | Rate | Unit | Amount
7 | Providing & fixing C.I main Hole Cover with frame i/c cost of material complete. (PHE, SINO: 1P.23)
|  | 142x2.50 | 355
355
|  |  | Rs. 4318.00 | %0cft | Rs. 1532890.00
8 | Manufacturing & suppling R.C.C main Hole covers cost in 1:2:4 concrete ratio 4" deep @ center rainforced
with 1/2" dia tor bar steel @ 3" C/C welded to 1/4" thick 3" deep M.S plate i/c curring stacking &
trensportation @ site of Work (R.A)
|  | 1x142 | 142
142
|  |  | Rs. 423.50 | %0cft | Rs. 147396.00
9 | Refilling the excavated staff in trenches in 6" thick i/c cutting ramming to full compection etc
complete. (PHE, SINO 24, P-53)
| Qty: Same Item No. 1 | 17124x90/100= | 15412
15412
|  |  | Rs. 423.50 | %0cft | Rs. 20698.00
10 | Carriage of R.C.C pipe of any class with collers by Mechanical transport i/c loading and unloading
of pipe at site of Work. (PHE, SINO: 2, P-1) (LEAD 79 Miles)
9" dia
|  | 1x5708 | 5708
5708
|  |  | Rs. 423.50 | %0cft | Rs. 44123.00
Total Rs. 3365345.00
Assistant Engineer
| Sub: Engineer |  | Education Works
Sub-Division Nawabshah
3 | Excavation in foundation of building bridges and other structures including dagbelling
dressing refilling around structure with excavated earth watering and ramming lead upto
5ft. In ordinary soil. (SI, NO: 18 (b) P. 5)
|  |  | @ | Rs.1306.80 | %0cft
1 | Removing door with chowkat. (A, P.NO:13)
|  | 3 Nos | Rs. 82.82 | P.No | 247
2 | Removing window and sky light with chowkats. (B, NO: 13)
|  | 10 Nos | Rs.59.90 | P.No | 599
3 | Dismantling brick work in lime or cement mortar. (SI, NO: 13 P.11)
|  | 4682.0 cft | Rs.617.10 | %cft | 28893
4 | Dismantling 2nd class tile roofing. (SI,NO: 22 P.11)
|  | 1688.0 sft | Rs.181.50 | %sft | 3064
5 | Dismantling rolled steel beams, iron rails etc.(SI,NO: 42 P.14)
|  | 46.14 cwt | Rs.60.50 | P.cwt | 2791
6 | Dismantling cement concrete reinforced separating reinforcement from concrete cleaning
and straightening the same. (SI, NO: 20 P.11)
|  | 51.0 cft | Rs.2613.60 | %cft | 1332
7 | Dismantling cement concrate palain. (SI, NO:19 P.11)
Ratio 1:3:6
|  | 206.0 cft | Rs.1306.80 | %cft | 2692
|  |  |  | Total | 39618
|  |  |  | Add: 20% above | 7924
|  |  |  | G.Total:- Rs. | 47542
| Sub: Engineer | Assistant Engineer |  | Executive Engineer
|  | Education Works |  | Education Works Division
|  | Nawabshah |  | Shaheed Benazir Abad

## Sheet10
SCHEDULE"B" Part "B" Drainge
Name of Work:-N'Shah Package for Education (2012-13 Prog.) Missing Facilities Rehabilitation of Public School Nawabshah @ Construction Tal: Nawabshah Distt: SBA
S.NO | Description | Quantity | Rate | Unit | Amount
1 | Execevation for pipe in trenches pits in soft soil i/c trimmimg and dressing to true alignment &shape
leveling of beds leveling of beds of trenches to correct level & grade cutting joints holes providinng
fence guards lights, flage temporary crossing for non vehicular traffic where ever required lift upto 5
ft and lead upto one chain (PHE SINO 1,P-46)
0-5' depth
7261
|  |  | 3600 | %0Cft | 26139.6
2 | Excavation for pipe line in trenches pits in wet soail i/c clay or mud trimmiimg and dressing sides to
true alignment shape leveling of beds of trenches to correct level & grade cutting jonts holes i/c laying
earth in 6" dia layer for construction of banks & banks dressing disposal of surplus earth within one
chain as directed by Engineer incharge providing fence guard lights flags temporary crossing for non
vehicular traffic where ever required lift upto 5 ft and lead upto one chain (PHE SINO: 14 P 48)
Depth 0'-5' depth
10892
|  |  | 5400 | %0Cft | 58816.8
Depth 0'-5-8 depth
6167
|  |  | 5950 | %0Cft | 36693.65
3 | Providing R.C.C Pipe of ASTM, C-76-62, C-76-70 Class-II Wall-B & Fixing in trenches i/c cutting
bending & jointing with rubber rings i/c testing water to specified pressure. (R.A)
12" dia
900
|  |  | 412 | P.Rft | 370800
4 | Cement concrete plain including placing compcting, finishing and curing, complete (including
screening and washing of stone aggregate without shuttering.). (SI, NO: 5 P.18)
"A" | Ratio 1:4:8
241
|  |  | 11288.75 | %cft | 27205.8875
"B" | Ratio 1:2:4
163
|  |  | 14429.25 | %cft | 23519.6775
5 | Reinforced cement concrete work including all labour and material except the cost of steel
reinforcement and its labour for bending and binding which will be paid separately. This rate
also includes all kinds of forms moulds. Lifting shuttering curing rendering and finishing the
exposed surface (including screening and washing of shingle)
R.C. work in roof slab, beams columns rafts. Lintels and other structural members laid in
situ or precast laid in position completed in all respects. 1:2:4. (SI, NO: 6i P. 19)
1258
|  |  | 337 | Psft | 423946
6 | Fabrication of mild steel reinforcement for cement concrete including cutting bending,
laying in position making joints and fastenings including cost of binding wire (also includes
removal of rust from bars.) Using Tor Bars. (SI, NO: 7 (b) P.20)
45
|  |  | 5001.7 | P.cwt | 225076.5
Page No: 02
S.NO | Description | Quantity | Rate | Unit | Amount
7 | Providing & fixing C.I main Hole Cover with frame i/c cost of material complete. (PHE, SINO: 1P.23)
30
|  |  | 6985 | Pcwt | 209550
8 | Manufacturing & suppling 21" R.C.C main Hole covers cost in 1:2:4 concrete ratio 4" deep @ center
rainforced with 1/2" dia tor bar steel @ 3" C/C welded to 1/4" thick 3" deep M.S plate i/c curring
stacking & trensportation @ site of Work (R.A)
17
|  |  | 1830.94 | Each | 31125.98
9 | Refilling the excavated staff in trenches in 6" thick i/c cutting ramming to full compection etc
complete. (PHE, SINO 24, P-53)
|  | 18293 x 90 /100 = | 18293
|  |  | 2760 | %0cft | 50488.68
|  |  |  | Total:- | 1478315
Executive Engineer
| Contractor |  | Education Works Division
Shaheed Benazirabad
4 | Excavation for pipe line in trenches pits in wet soail i/c clay or mud trimmiimg and dressing sides to
true alignment shape leveling of beds of trenches to correct level & grade cutting jonts holes i/c laying
earth in 6" dia layer for construction of banks & banks dressing disposal of surplus earth within one
chain as directed by Engineer incharge providing fence guard lights flags temporary crossing for non
vehicular traffic where ever required lift upto 5 ft and lead upto one chain (PHE SINO: 14 P 48)
|  | 142x3.14/4x(6.50)/2x6.50 | 30612
30612
|  |  | Rs. 2613.60 | %0Cft | Rs. 80008.00
5 | Extra for wet earth work (C, SINO 15, P-4)
| 9" dia | 1x42x3.14/4(6.50)/2(4.50+5.0)/2 | 22370
22370
|  |  | Rs. 423.50 | %0cft
6 | Cement concrete plain including placing compcting, finishing and curing, complete (including
screening and washing of stone aggregate without shuttering.). (SI, NO: 5 P.18)
"A" | Ratio 1:4:8
|  | 142x3.14/4x(6.50/2)x0.75 | 3532
3532
|  |  | Rs. 4319.70 | %cft | Rs. 152572.00
"B" | Ratio 1:2:4
|  | 142x3.14/4x(4/2)x1.08 | 1926
1926
|  |  | Rs.5941.10 | %cft | Rs. 110504.00
Page No: 02
S.NO | Description | Quantity | Rate | Unit | Amount
7 | Providing & fixing C.I main Hole Cover with frame i/c cost of material complete. (PHE, SINO: 1P.23)
|  | 142x2.50 | 355
355
|  |  | Rs. 4318.00 | %0cft | Rs. 1532890.00
8 | Manufacturing & suppling R.C.C main Hole covers cost in 1:2:4 concrete ratio 4" deep @ center rainforced
with 1/2" dia tor bar steel @ 3" C/C welded to 1/4" thick 3" deep M.S plate i/c curring stacking &
trensportation @ site of Work (R.A)
|  | 1x142 | 142
142
|  |  | Rs. 423.50 | %0cft | Rs. 147396.00
9 | Refilling the excavated staff in trenches in 6" thick i/c cutting ramming to full compection etc
complete. (PHE, SINO 24, P-53)
| Qty: Same Item No. 1 | 17124x90/100= | 15412
15412
|  |  | Rs. 423.50 | %0cft | Rs. 20698.00
10 | Carriage of R.C.C pipe of any class with collers by Mechanical transport i/c loading and unloading
of pipe at site of Work. (PHE, SINO: 2, P-1) (LEAD 79 Miles)
9" dia
|  | 1x5708 | 5708
5708
|  |  | Rs. 423.50 | %0cft | Rs. 44123.00
Total Rs. 3365345.00
Assistant Engineer
| Sub: Engineer |  | Education Works
Sub-Division Nawabshah
3 | Excavation in foundation of building bridges and other structures including dagbelling
dressing refilling around structure with excavated earth watering and ramming lead upto
5ft. In ordinary soil. (SI, NO: 18 (b) P. 5)
|  |  | @ | Rs.1306.80 | %0cft
1 | Removing door with chowkat. (A, P.NO:13)
|  | 3 Nos | Rs. 82.82 | P.No | 247
2 | Removing window and sky light with chowkats. (B, NO: 13)
|  | 10 Nos | Rs.59.90 | P.No | 599
3 | Dismantling brick work in lime or cement mortar. (SI, NO: 13 P.11)
|  | 4682.0 cft | Rs.617.10 | %cft | 28893
4 | Dismantling 2nd class tile roofing. (SI,NO: 22 P.11)
|  | 1688.0 sft | Rs.181.50 | %sft | 3064
5 | Dismantling rolled steel beams, iron rails etc.(SI,NO: 42 P.14)
|  | 46.14 cwt | Rs.60.50 | P.cwt | 2791
6 | Dismantling cement concrete reinforced separating reinforcement from concrete cleaning
and straightening the same. (SI, NO: 20 P.11)
|  | 51.0 cft | Rs.2613.60 | %cft | 1332
7 | Dismantling cement concrate palain. (SI, NO:19 P.11)
Ratio 1:3:6
|  | 206.0 cft | Rs.1306.80 | %cft | 2692
|  |  |  | Total | 39618
|  |  |  | Add: 20% above | 7924
|  |  |  | G.Total:- Rs. | 47542
| Sub: Engineer | Assistant Engineer |  | Executive Engineer
|  | Education Works |  | Education Works Division
|  | Nawabshah |  | Shaheed Benazir Abad

## Sheet11
Financial Review
Name of Work:- Establishment of Bakhtawar Cadet College for Girls Nawabshah Distt: SBA @ Construction of Parade Ground Tal: Nawabshah Distt: SBA (Balance Work)
S.No. | Description | Provision as Per PC-I Cost | Already Estimate Sanction | Current Estimate under Submitted | Total | Expenditure upto Date
1 | 2 | 3 | 4 | 5 | 6 | 7
01) | Parade Ground | 37346547 | 18488200 | 20575927 | 39064127 | 15379333
02) | Jogging Track | 4000000
| Total:- | 41346547
| Escallation 10.19% | 4213213
| G. Total:- | 45559760 | 18488200 | 20575927 | 39064127 | 15379333
Excess/Saving on PC-I 45559760.00 - 39064127.00 = 6495633.00 Saving
i.e 6495633 x 100 = 14.25 % Saving
. 45559760
Assistant Engineer
| Sub-Engineer |  |  |  | Education Works Sub-Division
Nawabshah
| Say" Rs. | 1208000 |  |  | 39064127 | 15379333
Excess/Saving on PC-I 1208000.00 - 1206952.00 = 1048.00 Saving
i.e 1048 x 100 = 0.09 % Saving
. 1208000
Assistant Engineer
| Sub-Engineer |  |  |  | Education Works Sub-Division
Nawabshah
Financial Review
Name of Work:- Establishment of Cadet College for Girls Shaheed Benazir Abad (Construction of Dispensary (External Work, W/S & S/F Face Lifting) Tal: Nawabshah Distt: SBA
S.No. | Description | PC-I Cost |  | Cost of already sanctioned Estimate | Total | Saving
01) | Costt: of Dispensary
|  | 4831045 |  | 16800000 | #VALUE! | 2579722
Assistant Engineer
| Sub-Engineer |  |  |  | Education Works Sub-Division
Nawabshah
02) | Electrification | 67396 |  | __
03) | W/S & S/F | 34860 |  | 34860
04) | C/Wall with Gate | 173100 |  | 173100
05) | Path | 125000 |  | 125000
| Total:- | 138905468 |  | 20908887 | 39064127 | 15379333

## Sheet12
RATE ANALYSIS
1 | Earth work for embankment from borrow pits including laying in 6 inch layers, clod breaking,
ramming, dressing & compaction by sheep foot / power roller with optimum moisture content to a
minimum95% of modified A.A.S.H.T.O dry density complete, upto an average lead of 5 miles and
lift upto 5 ft.(HIS NO: 5 P.NO: 01) (HIS. 7 PNO. 2) 2208.37 +3975.35= 6183.72
UNIT %0CFT
| S.NO: | LEAD
| 1 | For 1st Mile 407x10 = |  | 4070
| 2 | For 2nd Miles 95.52x10 = |  | 955.2
| 3 | For 3rd Miles 76.89x10= |  | 768.9
| 4 | For 4th Miles 70.45x10= |  | 704.5
| 5 | For 5th Miles 64.43x10= |  | 644.3
| 6 | For 6th Miles 57.67x10= |  | 576.7
|  |  | Total:- | 7719.6
95-100%0 Denisty
| 1 | For 6 Miles | Rs:- | 7719.6
| 2 | Add: Compsite Rate for E/W embankrament | Rs:- | 2208.37
| 3 | Add: for E/W Compaction by sheep foot Roller 95-100% Density | Rs:- | 3975.35
|  |  | Total :- | 13903.32
Rs:- 13903.32 P.%0cft
Assistant Engineer
| Sub-Engineer |  |  | Education Works Sub-Division
Nawabshah
RATE ANALYSIS
Granular Capping Layar
2 | Preparing sub course by supplying and spreading stone metal 1-1/2"-2" guage of approved quality from
approved quarry in required thickness to proper camber and grade including hand packing , mixing
with 129cft Shingle pit run Graval fines having PI not more than 6% of suitable quality , watering and
compacting to achive 98-100% denisty as per modified AASHO specification . Rate includes all cost of
material , T&Pand carriage up to site of work.
UNIT 100 CFT
| 1 | Composite of Schedule Rate |  | Rs:- | 3380.43
| 2 | Cartage of 77 Cft Pit Run Gravel @ Rs:- 3641.31 P.%cft |  | Rs:- | 2803.81
| 3 | Cartage of 52 Cft Stone Metal @ Rs: 3966.91 P.%cft |  | Rs:- | 2062.78
|  |  |  | Total Rs:- | 8247.02
Rs:- 8247.02 P.%cft
Assistant Engineer
| Sub-Engineer |  |  | Education Works Sub-Division
Nawabshah
RATE ANALYSIS
1 | Preparing Base course by suppling and spreading stone metal of approved quality properly graded to
maximum size 1-11/2" in required thickness to proper camber and grade including suppling and
spreading 15cft. Screening & non plastic quarry lines filling depression with stone metal after initail
rolling including watering and compacting the same as to achive 100% density as per modified AASHO
specification .(Rate including providing & using Templates screen forms as directed).(Rate including all
cost materials T&P and carriage upto site of Work)
UNIT 100 CFT
| 1 | Composite of Schedule Rate |  | Rs:- | 5252.41
| 2 | Cartage of 133 Cft Stone Metal @ Rs:- 3966.91 P.%cft |  | Rs:- | 5275.99
| 3 | Cartage of 15 Cft Screening @ Rs: 3966.91 P.%cft |  | Rs:- | 595.04
|  |  |  | Total Rs:- | 11123.44
Rs:- 11123.45 P.%cft
Assistant Engineer
| Sub-Engineer |  |  | Education Works Sub-Division
Nawabshah
RATE ANALYSIS
1 | Supplying and stacking of stone metal of 1-1/2"-2" guage and required thickness and screening 3/4"
approved quality Onger Quarry to site of work etc complete.
UNIT 100 CFT
| S.NO: | LEAD |  | M | F
| 1 | From Ongar Quarry to mile 103/0 of N.High |  | 3 | 0
| 2 | From Mile 103/0-185/0 of N.H/Way i.e 13/2 of Nawabshah Sakrand Road |  | 80 | 0
| 3 | From mile 13/2-0/0 of Sakrand Nawabshah Road |  | 13 | 2
| 4 | From Mile 0/0-4/0 of Nawabshah @ Cadet College |  | 4 | 0
| 6 | Avg: Working lead 0/0-1/0. of proposed Road |  | 0 | 4
|  |  |  | 100 | 6
|  |  | Say:- | 101 Mile
| S.NO: | Cartgae
| 1 | Cartgae for 1st 6 Miles |  | Rs:- | 771.96
| 2 | Cartage for Sub 95 Mile @ Rs: 32.56 P.Mile |  | Rs:- | 3093.2
| 3 | Add: 25% for Hilliy Portion |  | Rs:- | 101.75
|  |  |  | Total Rs:- | 3966.91
Rs:- 3966.91 P.%cft
Assistant Engineer
| Sub-Engineer |  |  | Education Works Sub-Division
Nawabshah
RATE ANALYSIS
1 | Cartage of Hill Sand of approved quality from bolhari quarry to site of work etc complete.
UNIT 100 CFT
| S.NO: | LEAD |  | M | F
| 1 | From Bolhari quarry to mile 113/0 of N.High |  | 3 | 0
| 2 | From Mile 113/0-185/0 of N.H/Way (2 Miles short) |  | 70 | 0
| 3 | From mile 13/2-0/0 of Sakrand Nawabshah Road |  | 13 | 2
| 4 | From Mile 0/0-4/0 of Nawabshah @ Cadet College |  | 4 | 3
| 6 | Avg: Working lead 0/0-1/0. of proposed Road |  | 0 | 4
|  |  |  | 90 | 5
|  |  | Say:- | 91 Mile
| S.NO: | Cartgae
| 1 | Cartgae for 1st 6 Miles |  | Rs:- | 771.96
| 2 | Cartage for Sub 85 Mile @ Rs: 32.56 P.Mile |  | Rs:- | 2767.6
| 3 | Add: 25% for Hilliy Portion |  | Rs:- | 101.75
|  |  |  | Total Rs:- | 3641.31
Rs:- 3641.31 P.%cft
Assistant Engineer
| Sub-Engineer |  |  | Education Works Sub-Division
Nawabshah
RATE ANALYSIS
Granular Sub Base
1 | Preparing sub course by supplying and spreading stone metal 1-1/2"-2" guage of approved
quality from approved quarry in required thickness to proper camber and grade including
hand packing , filling voids with 20cft pit/Canal sand having plasticity index of not more
than 6% of suitable quality , watering and compacting to achive 98-100% denisty as per
modified AASHO specification . Rate includes all cost of material , T&Pand carriage up
to site of work.
UNIT 100 CFT
| 1 | Composite of Schedule Rate |  | Rs:- | 3380.43
| 2 | Cartage of 77 Cft Pit Run Gravel @ Rs:- 3897.72 P.%cft |  | Rs:- | 3001.24
| 3 | Cartage of 52 Cft Stone Metal @ Rs: 3311.64 P.%cft |  | Rs:- | 1722.05
|  |  |  | Total Rs:- | 8103.72
Rs:- 8103.72 P.%cft
Assistant Engineer
| Sub-Engineer |  |  | Education Works Sub-Division
Nawabshah
RATE ANALYSIS
Base Course
1 | Preparing Base course by suppling and spreading stone metal of approved quality
properly graded to maximum size 1-11/2" in required thickness to proper camber and
grade including suppling and spreading 15cft. Screening & non plastic quarry lines
filling depression with stone metal after initail rolling including watering and
compacting the same as to achive 100% density as per modified AASHO specification .
(Rate including providing & using Templates screen forms as directed)
.(Rate including all cost materials T&P and carriage upto site of Work)
UNIT 100 CFT
| 1 | Composite of Schedule Rate |  | Rs:- | 5252.41
| 2 | Cartage of 133 Cft Stone Metal @ Rs:- 3311.64 P.%cft |  | Rs:- | 4404.48
| 3 | Cartage of 15 Cft Screening @ Rs: 3897.72 P.%cft |  | Rs:- | 584.65
|  |  |  | Total Rs:- | 10241.54
Rs:- 10241.54 P.%cft
Assistant Engineer
| Sub-Engineer |  |  | Education Works Sub-Division
Nawabshah
RATE ANALYSIS
Ist Coat
1 | Providing Surface dressing Ist coat on new of existing surface with 30lbs of bitumen of 80-100
penetration & 4 cft crush bajri of 3/8-3/4" guage including cleaning to road surface rolling after
each coat etc complete Rate including all cost materials 1&P and carraige upto site of work.
UNIT 100 CFT
| 1 | Composite of Schedule Rate |  | Rs:- | 1520.45
| 2 | Cartage of 4.0 Cft Crush Bajri @ Rs:- 3441.88 P.%cft |  | Rs:- | 137.67
| 3 | Cartage of 30 lbs of Bitumen @ Rs: 1801.88 P.%cft |  | Rs:- | 24.16
|  |  |  | Total Rs:- | 1682.28
Rs:- 1682.28 P.%cft
Assistant Engineer
| Sub-Engineer |  |  | Education Works Sub-Division
Nawabshah
RATE ANALYSIS
Ist Coat
1 | Providing Surface dressing Ist coat on new of existing surface with 30lbs of bitumen of 80-100
penetration & 4 cft crush bajri of 3/8-3/4" guage including cleaning to road surface rolling after
each coat etc complete Rate including all cost materials 1&P and carraige upto site of work.
UNIT 100 CFT
| 1 | Composite of Schedule Rate |  | Rs:- | 1520.45
| 2 | Cartage of 4.0 Cft Crush Bajri @ Rs:- 3441.88 P.%cft |  | Rs:- | 137.67
| 3 | Cartage of 30 lbs of Bitumen @ Rs: 1801.88 P.%cft |  | Rs:- | 24.16
|  |  |  | Total Rs:- | 1682.28
Rs:- 1682.28 P.%cft
Assistant Engineer
| Sub-Engineer |  |  | Education Works Sub-Division
Nawabshah
RATE ANALYSIS
1 | Cartage of crush bajri of size 3/4"-3/8" from thano Bola Khan crusher to site of work
complete.
UNIT 100 CFT
| S.NO: | LEAD |  | M | F
| 1 | From Crusher to mile 5/0 of N.High i.e 94/0 of Highway |  | 0 | 4
| 2 | From Crusher to mile 94/0 of S.High to 5/5 of Hyd: Bye Pass. |  | 5 | 1
| 3 | From 5/5-9/0 to Hyd: Bye pass i.e 129/1 of National Highway Road |  | 29 | 3
| 4 | From 129/-185/0 of N.H/Way i.e 13/2 of N'Shah Sakrand Road |  | 53 | 7
| 5 | From mile 13/2-0/0 of Sakrand Nawabshah Road |  | 13 | 2
| 6 | Avg: Working lead 0/0-0/2. of proposed Road |  | 0 | 0
|  |  |  | 102 | 1
|  |  | Say:- | 102 Mile
| S.NO: | Cartgae
| 1 | Cartgae for 1st 6 Miles |  | Rs:- | 771.96
| 2 | Cartage for Sub 96 Mile @ Rs: 32.56 P.Mile |  | Rs:- | 3125.76
|  |  |  | Total Rs:- | 3897.72
Rs:- 3897.72 P.%cft
Assistant Engineer
| Sub-Engineer |  |  | Education Works Sub-Division
Nawabshah
RATE ANALYSIS
1" Thick Carpet
1 | Providing 1" thick (consolidated) premixed carpet in proper camber and grade including
supply 10 Cft crush Bajri and 4Cft hill sand of approved quality and gauge with 67 Lbs
of Bitumen of 80-100 Penetration including mixing in mechanical mixture in required
proportion heating the material and cleaning to road surface Rate including all cost
of material T&P and carriage upto the site of work.
UNIT 100 CFT
| 1 | Composite of Schedule Rate |  | Rs:- | 4107.84
| 2 | Cartage of 10.0 Cft Crush Bajri @ Rs:- 3897.72 P.%cft |  | Rs:- | 389.77
| 3 | Cartgae of 4 Cft Hill Sand 3441.88 |  | Rs:- | 137.67
| 4 | Cartage of 67 lbs of Bitumen @ Rs: 1801.88 P.%cft |  | Rs:- | 53.91
|  |  |  | Total Rs:- | 4689.19
Rs:- 4689.19 P.%cft
Assistant Engineer
| Sub-Engineer |  |  | Education Works Sub-Division
Nawabshah
RATE ANALYSIS
1 | Providing Sand Cushion i/c Suppliying and filling Spreading pit canal Sand (6-0 Miles W.E.L)
UNIT 100 CFT
|  |  |  | M | F
| 1 | Pit Sand SNO 49 SBM Wars Ali Shah to Qazi Ahmed Road Magsi Stop |  | 6 | 0
| 2 | Mangsi Stop to Nawabshah |  | 6 | 0
|  |  |  | 12 | 0
|  |  | Say:- | 12 Mile
| S.NO: | Cartgae
| 1 | Pit Sand |  | Rs:- | 900
| 2 | Cartgae for 1st 6 Miles |  | Rs:- | 771.96
| 3 | Subsequnent 6x32.56= |  | Rs:- | 195.36
|  |  |  | Total Rs:- | 1867.32
Rs:- 1867.32 P.%cft
Assistant Engineer
| Sub-Engineer |  |  | Education Works Sub-Division
Nawabshah
RATE ANALYSIS
1 | Providing Surface dressing ist Coat on New or Existing surface with 30 Lbs of Bitumen of
80-100 Pentration 4 cft crush Bajri of 3/8x3/4 gauge i/c cleanup to road surface rolling after
each coat etc complete rate i/c all cost of Material T & P and carriage up to site of work.
- | proportion heating the material and cleaning to road surface Rate including all cost
of material T&P and carriage upto the site of work.
UNIT 100 SFT
| 1 | Composite of Schedule Rate |  | Rs:- | 1520.45
| 2 | Cartage of 4.0 Cft Crush Bajri @ Rs:- 3897.72 P.%cft |  | Rs:- | 155.9
| 3 | Cartage of 30 lbs of Bitumen @ Rs: 1801.88 P.%cft |  | Rs:- | 24.14
|  |  |  | Total Rs:- | 1700.49
Rs:- 1700.49 P.%cft
Assistant Engineer
| Sub-Engineer |  |  | Education Works Sub-Division
Nawabshah
RATE ANALYSIS
1 | Laying on bricks on end edging including supply of 9"x41/2"x3" Ist Class burnt bricks
excavation for Laying edging with small size parallel to the road Rate including all cost
of material labour and carriage to the site of work.
UNIT 100 CFT
| S.NO: | LEAD |  | M | F
| 1 | From to mile Nawabshah Qazi Ahmed Road |  | 0 | 4
| 2 | From Mile 3-0-0-0 to Nawabshah Qazi Ahmed |  | 5 | 0
| 3 | Average work Lead 0-0 |  | 0 | 3
|  |  |  | 5 | 7
|  |  | Say:- | 6 Mile
| S.NO: | Cartgae
| 1 | Cartgae for 6 Miles 617.54 x4.00/1000= |  | Rs:- | 247.01
| 2 | Composit Rate (SNO: 12 P-4 H.W.S) Composit Rate |  | Rs:- | 2482.94
|  |  |  | Total Rs:- | 2729.95
Rs:- 2729.95 P.%cft
Assistant Engineer
| Sub-Engineer |  |  | Education Works Sub-Division
Nawabshah