## Rasheed Sangrasi 19
|  |  | (LETTER OF OFFER) | [13 empty] | (1) |  | 1 | ( | )
[7 empty] | Bid Reference No. |  |  | TC/G-55/ |  | 369 |  | Dated:- |  | 10.03.2017
Reconditioning of road from Khipro Offtaking road to Village Abdul Rasheed Sangrasi Mile 0/0-0/3
To,
The Executive Engineer Highways Division Sanghar
Gentlemen,
1 |  | Having examined the Bidding Documents including Instructions to Bidders, Bidding Data, Conditions of Contract, Contract Data, Specifications, Drawings, if any, Schedule of Prices and Addenda for the execution of the above-named works, we, the undersigned, being a company doing business under the name of and address (as follows) and being duly incorporated under the laws of Pakistan hereby offer to execute and complete such works and remedy any defects therein in conformity with the said Documents including Addenda thereto for the Total Bid Price of Rs________________________ (Rupees ____________________________________________________ _________________________________) or such other sum as may be ascertained in accordance with the said Documents
2 |  | We understand that all the Schedules attached hereto form part of this Bid
3 |  | As security for due performance of the undertakings and obligations of this Bid, we submit herewith a Bid Security in the shape of Call Deposit for amounting Rs._______________ (Rupees_________________________ ___________________) issued from _________________________________________________ pledged in your favour and valid for a period of twenty eight ( 28 ) days beyond the period of validity of Bid
4 |  | We undertake, if our Bid is accepted, to commence the Works and to deliver and complete the Works comprised in the Contract within the time(s) stated in Contract Data
5 |  | We agree to abide by this Bid for the period of ( 90 ) days from the date fixed for receiving the same and it shall remain binding upon us and may be accepted at any time before the expiration of that period
6 |  | Unless and until a formal Agreement is prepared and executed, this Bid, together with your written acceptance thereof, shall constitute a binding contract between us
7 |  | We undertake, if our Bid is accepted, to execute the Performance Security referred to in Conditions of Contract for the due performance of the Contract
8 |  | We understand that you are not bound to accept the lowest or any bid you may receive
9 |  | We do hereby declare that the Bid is made without any collusion, comparison of figures or arrangement with any other person or persons making a bid for the Works
Dated:- | [9 empty] | Signature:
Name of Bidder in Block Capitals:
Seal:
Address:
Issued to M/s
[6 empty] | Vide D.R.No. | [5 empty] | Dated:-
[6 empty] | and charged Rs. | [6 empty] | as Tender Fee.
MEMORANDUM
a). |  | General Description: |  |  |  |  | Reconditioning of road from Khipro Offtaking road to Village Abdul Rasheed Sangrasi Mile 0/0-0/3
b). |  | Estimated Cost: | [5 empty] | Rs. | 3.926 | (M)
c). |  | Earnest Money: | [5 empty] | Rs. | 196300 | /-
d). |  | Time allowed for completion: | [5 empty] | 18 | Months
e). |  | Percentage to be deducted from contractors’ bills: |  |  |  |  | 3% as Security Deposit & 7.50% as Income Tax (NTN holders) Any other Taxes / Levies, if notified by the Government.
EXECUTIVE ENGINEER
HIGHWAYS DIVISION
SANGHAR
SUMMARY OF BID PRICES
Bill No. |  |  | Description | [8 empty] | Total Amount (Rs)
|  |  | A. Road Work | [8 empty] | Rs.
|  |  | B. Culverts & Bridges | [8 empty] | Rs.
|  |  | Total Bid Price (A+B):- | [8 empty] | Rs.
(In words Rupees
CONTRACTOR
SCHEDULE - A TO BID
SCHEDULE OF PRICES (BOQ)
(Description and rate of Items based on Composite Schedule of Rates)
A. | ROAD WORK:-
ITEM |  | QUANTITIES |  |  | DECSRIPTION | [5 empty] | RATE |  | UNIT |  | AMOUNT
1 |  |  |  |  | BASE COURSE
Preparing Base Course i/c supplying and spreading stone metal of approved quality properly graded to maximum size of 1-½” in required thickness to proper camber and grade i/c supplying & spreading 15 cft: screenings and non plastic quarry fines filling depressions with stone metal after initial rolling including watering and compacting the same so as to achieve 100% density as per Modified AASHO specification. This i/c providing and using templates camber plates screens from as directed. Rate including all cost of materials T&P & carriage up to site of work etc complete.
|  | 15300 |  | Cft | [6 empty] | 10898.1 |  | %Cft. |  | 1667409
2 |  |  |  |  | BRICK ON END EDGING
Lyaing brick on end edging i/c supplying 9”x4 ½ “x3” Ist Class burnt bricks from kiln to site of work, excavation for laying edging with Small Side parallel to the road. Rate includes all cost of materials T&P & carriage up to site of work etc complete.
|  | 4620 |  | Rft | [6 empty] | 2834.15 |  | %Rft. |  | 130938
3 |  |  |  |  | TRIPPLE SURFACE TREATMENT
Providing 3 coats of surface dressing on new or existing surface with (40+25+14)=79 Ibs of Bitumen per % Sft of 80/100 penetration from N.R. Karachi and (5.5+2.75+1.50)=9.75 Cft crush bajri size 3/4”-1/2”,1/2”-3/8” and 3/8”-1/8” respectively per % Sft from Jam Shoro quarry to site of work i/c cleaning the road surface i/c rolling with power roller etc complete (Each coat will be provided and rolled separately).
|  | 28600 |  | Sft | [6 empty] | 4261.2 |  | %Sft. |  | 1218703
4 |  |  |  |  | EARTH WORK ON BERMS
Earth Work on embankment from barrow pits I/c laying 6" in layers clod breaking dressing etc complete, lead upto 100' & lift upto 5' ( In ordinary soil )
|  | 106900 |  | Cft | W.E.L | [5 empty] | 7726.23 |  | %0 Cft. |  | 825934
|  | 0 |  | Cft | W.O.L | [5 empty] | 2208.37 |  | %0 Cft. |  | 0
ITEM |  | QUANTITIES |  |  | DECSRIPTION | [5 empty] | RATE |  | UNIT |  | AMOUNT
[5 empty] | Amount of Schedule Items | [8 empty] | Rs. | 3842984
[5 empty] | Add / Deduct ________% Above / Below of rates of CSR | [8 empty] | Rs.
[5 empty] | Ded:difference cost of Bitumen 10.09 Tons | [7 empty] | (-) | Rs. | 301287 |  |  |  | 10.09
[5 empty] | @ Rs.29860.0 Per Ton.This item will be paid | [13 empty] | 29860
without premium.
[11 empty] | TOTAL (A) :- |  |  | Rs.
(TO BE CARRIED TO SUMMRY OF BID PRICE)
|  | CONTRACTOR | [10 empty] | EXECUTIVE ENGINEER
HIGHWAYS DIVISION
SANGHAR

## Hassan Khaskheli 14
|  |  | (LETTER OF OFFER) | [14 empty] | (2) |  | 2 | ( | )
[8 empty] | Bid Reference No. |  |  | TC/G-55/ |  | 369 |  | Dated:- |  | 10.03.2017
Construction of link road from Shahpur Chakar Gupchani road to Village Muhammad Hassan Khaskheli mile0/0-0/4+410’
To,
The Executive Engineer Highways Division Sanghar
Gentlemen,
1 |  | Having examined the Bidding Documents including Instructions to Bidders, Bidding Data, Conditions of Contract, Contract Data, Specifications, Drawings, if any, Schedule of Prices and Addenda for the execution of the above-named works, we, the undersigned, being a company doing business under the name of and address (as follows) and being duly incorporated under the laws of Pakistan hereby offer to execute and complete such works and remedy any defects therein in conformity with the said Documents including Addenda thereto for the Total Bid Price of Rs________________________ (Rupees ____________________________________________________ _________________________________) or such other sum as may be ascertained in accordance with the said Documents
2 |  | We understand that all the Schedules attached hereto form part of this Bid
3 |  | As security for due performance of the undertakings and obligations of this Bid, we submit herewith a Bid Security in the shape of Call Deposit for amounting Rs._______________ (Rupees_________________________ ___________________) issued from _________________________________________________ pledged in your favour and valid for a period of twenty eight ( 28 ) days beyond the period of validity of Bid
4 |  | We undertake, if our Bid is accepted, to commence the Works and to deliver and complete the Works comprised in the Contract within the time(s) stated in Contract Data
5 |  | We agree to abide by this Bid for the period of ( 90 ) days from the date fixed for receiving the same and it shall remain binding upon us and may be accepted at any time before the expiration of that period
6 |  | Unless and until a formal Agreement is prepared and executed, this Bid, together with your written acceptance thereof, shall constitute a binding contract between us
7 |  | We undertake, if our Bid is accepted, to execute the Performance Security referred to in Conditions of Contract for the due performance of the Contract
8 |  | We understand that you are not bound to accept the lowest or any bid you may receive
9 |  | We do hereby declare that the Bid is made without any collusion, comparison of figures or arrangement with any other person or persons making a bid for the Works
Dated:- | [10 empty] | Signature:
Name of Bidder in Block Capitals:
Seal:
Address:
Issued to M/s
[7 empty] | Vide D.R.No. | [5 empty] | Dated:-
[7 empty] | and charged Rs. | [6 empty] | as Tender Fee.
MEMORANDUM
a). |  | General Description: | [5 empty] | Construction of link road from Shahpur Chakar Gupchani road to Village Muhammad Hassan Khaskheli mile0/0-0/4+410’
b). |  | Estimated Cost: | [6 empty] | Rs. | 8.531 | (M)
c). |  | Earnest Money: | [6 empty] | Rs. | 426600 | /-
d). |  | Time allowed for completion: | [6 empty] | 18 | Months
e). |  | Percentage to be deducted from contractors’ bills: | [5 empty] | 3% as Security Deposit & 7.50% as Income Tax (NTN holders) Any other Taxes / Levies, if notified by the Government.
EXECUTIVE ENGINEER
HIGHWAYS DIVISION
SANGHAR
SUMMARY OF BID PRICES
Bill No. |  |  | Description | [9 empty] | Total Amount (Rs)
|  |  | A. Road Work | [9 empty] | Rs.
|  |  | B. Culverts & Bridges | [9 empty] | Rs.
|  |  | Total Bid Price (A+B):- | [9 empty] | Rs.
(In words Rupees
CONTRACTOR
SCHEDULE - A TO BID
SCHEDULE OF PRICES (BOQ)
(Description and rate of Items based on Composite Schedule of Rates)
A. | ROAD WORK:-
ITEM |  | QUANTITIES |  |  | DECSRIPTION | [6 empty] | RATE |  | UNIT |  | AMOUNT
1 |  |  |  |  | FORMATION
Earth work for road embankment by bulldozers including ploughing mixing clod breaking dressing & compacting with optimum moisture contents lead up to 100’ & lift up to 5’ in ordinary soil accept rock.
|  | 130000 |  | Cft | a). | Compaction upto 85% Density W.E.L | [5 empty] | 8681.43 |  | %0 Cft. |  | 1128585
|  | 25000 |  | Cft | b). | Compaction 95-100% Density W.E.L | [5 empty] | 11215.37 |  | %0 Cft. |  | 280384
|  | 100000 |  | Cft | c). | Compaction upto 85% Density W.O.L | [5 empty] | 3656.23 |  | %0 Cft. |  | 365623
|  | 19000 |  | Cft | d). | Compaction 95-100% Density W.O.L | [5 empty] | 6190.17 |  | %0 Cft. |  | 117613
2 |  |  |  |  | SUB BASE COURSE
Preparing Sub-Base Course by supplying and spreading stone metal 1 ½ “-2” gauge of approved quality from approved quarry in required thickness 6” in two layers (each 3” layers) to proper camber & grade i/c hand packing filling voids with 10 Cft Screening and non-plastic quarry of approved quality and gauge from approved source watering and compacting to achieve 98-100% density as per Modified AASHO Specifications. Rate i/c all cost of materials T&P & carriage upto site of work etc complete.
|  | 18849 |  | Cft | [7 empty] | 9162.86 |  | %Cft. |  | 1727107
3 |  |  |  |  | BRICK ON END EDGING
Lyaing brick on end edging i/c supplying 9”x4 ½ “x3” Ist Class burnt bricks from kiln to site of work, excavation for laying edging with Small Side parallel to the road. Rate includes all cost of materials T&P & carriage up to site of work etc complete.
|  | 6100 |  | Rft | [7 empty] | 2750.8 |  | %Rft. |  | 167799
4 |  |  |  |  | BASE COURSE
Preparing Base Course i/c supplying and spreading stone metal of approved quality properly graded to maximum size of 1-½” in required thickness to proper camber and grade i/c supplying & spreading 15 cft: screenings and non plastic quarry fines filling depressions with stone metal after initial rolling including watering and compacting the same so as to achieve 100% density as per Modified AASHO specification. This i/c providing and using templates camber plates screens from as directed. Rate including all cost of materials T&P & carriage up to site of work etc complete.
|  | 18849 |  | Cft | [7 empty] | 10223.45 |  | %Cft. |  | 1927018
ITEM |  | QUANTITIES |  |  | DECSRIPTION | [6 empty] | RATE |  | UNIT |  | AMOUNT
5 |  |  |  |  | 1st COAT
Providing 1st coats of surface dressing on new or existing surface with 30 lbs of bitumen of 80-100 penetration & 4.0 Cft crush bajri of 3/8-3/4” guage including cleaning to road surfacte rolling etc complete. Rate includes all cost of materials T&P charges and carriage up to site of work.
|  | 37698 |  | Sft | [7 empty] | 1658.67 |  | %Sft. |  | 625285
6 |  |  |  |  | 1" THICK CARPET
Providing 1 1/2” thick (consolidated) pre-mixed carpet in proper camber & grade i/c supply 15 Cft crush bajri and 5cft hill sand of approved quality and guage & 67 lbs of bitumen of 80/100 penetration including mixing in mechanical mixture in required proportion and heating the material & cleaning the road surface. Rate includes all cost of material T&P and carriage up to site of work.
|  | 37698 |  | Sft | [7 empty] | 4569.02 |  | %Sft. |  | 1722429
[5 empty] | Amount of Schedule Items | [9 empty] | Rs. | 8061843
[5 empty] | Add / Deduct ________% Above / Below of rates of CSR | [9 empty] | Rs.
[5 empty] | Ded:difference cost of Bitumen 16.33 Tons | [9 empty] | Rs. | 487614 |  |  |  | 16.33 |  | 5.05 | 11.28
[5 empty] | @ Rs.29860.0 Per Ton.This item will be paid | [14 empty] | 29860
without premium.
[12 empty] | TOTAL (A) :- |  |  | Rs.
(TO BE CARRIED TO SUMMRY OF BID PRICE)
|  | CONTRACTOR | [11 empty] | EXECUTIVE ENGINEER
HIGHWAYS DIVISION
SANGHAR
SCHEDULE OF PRICES (BOQ)
(Description and rate of Items based on Composite Schedule of Rates)
B. | CULVERTS & BRIDGES
ITEM |  | QUANTITIES |  |  | DECSRIPTION | [6 empty] | RATE |  | UNIT |  | AMOUNT
1 |  |  |  |  | EXCAVATION
Excavation in foundation of Building Bridges, and other structures i/c dag belling, dressing refilling around structures with excavated earth watering reaming lead upto one chain & lift upto 5’ in ordinary soil.
|  | 1770 |  | Cft | [7 empty] | 3176.25 |  | %Cft. |  | 5622
2 |  |  |  |  | CEMENT CONCRETE BRICK
Cement concrete brick or stone ballast 1-1/2" to 2" gauge ratio 1:4:8
|  | 225 |  | Cft | [7 empty] | 9416.28 |  | %Cft. |  | 21187
3 |  |  |  |  | PACCA BRICK WORK
Pacca brick work in foundation and plinth in cement sand mortar ratio 1:6.
|  | 490 |  | Cft | [7 empty] | 12501.41 |  | %Cft. |  | 61257
4 |  |  |  |  | BRICK ON EDGING
Brick on edge flooring in1:6 cement mortar in ben 3/4" thick in cement mortar.
|  | 68 |  | Sft | [7 empty] | 5256.63 |  | %Sft. |  | 3574
5 |  |  |  |  | CEMENT PLASTER
Cement plaster 1:3 upto 20' height 1/2" thick
|  | 264 |  | Sft | [7 empty] | 2344.59 |  | %Sft. |  | 6190
6 |  |  |  |  | FABRICATION
Fabrication of mild steel re-inforcement for cement concrete including cutting bending laying in position making joints and fastening including cost of bending wire also i/c removal of rust from bars).
|  | 5.22 |  | CWt | [7 empty] | 4820.2 |  | P.CWt |  | 25161
7 |  |  |  |  | CEMENT CONCRETE PLAIN
Cement concrete plain i/c placing compacting finishing and curring complete i/c screening and washing of stone aggregate without shuttering Ratio 1:2:4:
|  | 75 |  | Cft | [7 empty] | 14429.25 |  | %Cft. |  | 10822
ITEM |  | QUANTITIES |  |  | DECSRIPTION | [6 empty] | RATE |  | UNIT |  | AMOUNT
8 |  |  |  |  | R.C.C. WORK
RCC work i/c all labor and material except the cost of steel reinforcement and its labor for binding & bending which will be paid separately. This rate also includes all kinds of forms moulds lifting, shuttering curing rendering and finishing the exposed surface i/c screening and washing of shingle i/c RCC work in roof slab beams columns rafts, lintels and other structural main bars, laid in position complete in all respects Ratio 1:2:4.
|  | 81 |  | Cft | [7 empty] | 337 |  | P. Cft. |  | 27297
9 |  |  |  |  | S / S & FILLING
S/S and filling sand pit or canal of approved sources of supply required section as directed by Engineer Inchagre.
|  | 505 |  | Cft | [7 empty] | 900 |  | %Cft. |  | 4545
[5 empty] | Amount of Schedule Items (01 No. Culvert) | [9 empty] | Rs. | 165655
[5 empty] | Total Cost of Schedule Items (02 Nos. Culverts) | [9 empty] | Rs. | 331310 |  |  |  | 2
[5 empty] | Add / Deduct ________% Above / Below of rates of CSR | [9 empty] | Rs.
[12 empty] | TOTAL (B) :- |  |  | Rs.
(TO BE CARRIED TO SUMMRY OF BID PRICE)
|  | CONTRACTOR | [11 empty] | EXECUTIVE ENGINEER
HIGHWAYS DIVISION
SANGHAR

## Madad Ali 20
|  |  | (LETTER OF OFFER) | [13 empty] | (3) |  | 3 | ( | )
[7 empty] | Bid Reference No. |  |  | TC/G-55/ |  | 369 |  | Dated:- |  | 10.03.2017
Improvement of road from Sanghar Khipro offtaking road to village Madad Ali Rind mile 0/0-0/5 (in portion)
To,
The Executive Engineer Highways Division Sanghar
Gentlemen,
1 |  | Having examined the Bidding Documents including Instructions to Bidders, Bidding Data, Conditions of Contract, Contract Data, Specifications, Drawings, if any, Schedule of Prices and Addenda for the execution of the above-named works, we, the undersigned, being a company doing business under the name of and address (as follows) and being duly incorporated under the laws of Pakistan hereby offer to execute and complete such works and remedy any defects therein in conformity with the said Documents including Addenda thereto for the Total Bid Price of Rs________________________ (Rupees ____________________________________________________ _________________________________) or such other sum as may be ascertained in accordance with the said Documents
2 |  | We understand that all the Schedules attached hereto form part of this Bid
3 |  | As security for due performance of the undertakings and obligations of this Bid, we submit herewith a Bid Security in the shape of Call Deposit for amounting Rs._______________ (Rupees_________________________ ___________________) issued from _________________________________________________ pledged in your favour and valid for a period of twenty eight ( 28 ) days beyond the period of validity of Bid
4 |  | We undertake, if our Bid is accepted, to commence the Works and to deliver and complete the Works comprised in the Contract within the time(s) stated in Contract Data
5 |  | We agree to abide by this Bid for the period of ( 90 ) days from the date fixed for receiving the same and it shall remain binding upon us and may be accepted at any time before the expiration of that period
6 |  | Unless and until a formal Agreement is prepared and executed, this Bid, together with your written acceptance thereof, shall constitute a binding contract between us
7 |  | We undertake, if our Bid is accepted, to execute the Performance Security referred to in Conditions of Contract for the due performance of the Contract
8 |  | We understand that you are not bound to accept the lowest or any bid you may receive
9 |  | We do hereby declare that the Bid is made without any collusion, comparison of figures or arrangement with any other person or persons making a bid for the Works
Dated:- | [9 empty] | Signature:
Name of Bidder in Block Capitals:
Seal:
Address:
Issued to M/s
[6 empty] | Vide D.R.No. | [5 empty] | Dated:-
[6 empty] | and charged Rs. | [6 empty] | as Tender Fee.
MEMORANDUM
a). |  | General Description: |  |  |  |  | Improvement of road from Sanghar Khipro offtaking road to village Madad Ali Rind mile 0/0-0/5 (in portion)
b). |  | Estimated Cost: | [5 empty] | Rs. | 2.497 | (M)
c). |  | Earnest Money: | [5 empty] | Rs. | 124900 | /-
d). |  | Time allowed for completion: | [5 empty] | 18 | Months
e). |  | Percentage to be deducted from contractors’ bills: |  |  |  |  | 3% as Security Deposit & 7.50% as Income Tax (NTN holders) Any other Taxes / Levies, if notified by the Government.
EXECUTIVE ENGINEER
HIGHWAYS DIVISION
SANGHAR
SUMMARY OF BID PRICES
Bill No. |  |  | Description | [8 empty] | Total Amount (Rs)
|  |  | A. Road Work | [8 empty] | Rs.
|  |  | B. Culverts & Bridges | [8 empty] | Rs.
|  |  | Total Bid Price (A+B):- | [8 empty] | Rs.
(In words Rupees
CONTRACTOR
SCHEDULE - A TO BID
SCHEDULE OF PRICES (BOQ)
(Description and rate of Items based on Composite Schedule of Rates)
A. | ROAD WORK:-
ITEM |  | QUANTITIES |  |  | DECSRIPTION | [5 empty] | RATE |  | UNIT |  | AMOUNT
1 |  |  |  |  | BASE COURSE
Preparing Base Course i/c supplying and spreading stone metal of approved quality properly graded to maximum size of 1-½” in required thickness to proper camber and grade i/c supplying & spreading 15 cft: screenings and non plastic quarry fines filling depressions with stone metal after initial rolling including watering and compacting the same so as to achieve 100% density as per Modified AASHO specification. This i/c providing and using templates camber plates screens from as directed. Rate including all cost of materials T&P & carriage up to site of work etc complete.
|  | 11400 |  | Cft | [6 empty] | 10849.9 |  | %Cft. |  | 1236889
2 |  |  |  |  | BRICK ON END EDGING
Lyaing brick on end edging i/c supplying 9”x4 ½ “x3” Ist Class burnt bricks from kiln to site of work, excavation for laying edging with Small Side parallel to the road. Rate includes all cost of materials T&P & carriage up to site of work etc complete.
|  | 3300 |  | Rft | [6 empty] | 2823.75 |  | %Rft. |  | 93184
3 |  |  |  |  | TRIPPLE SURFACE TREATMENT
Providing 3 coats of surface dressing on new or existing surface with (40+25+14)=79 Ibs of Bitumen per % Sft of 80/100 penetration from N.R. Karachi and (5.5+2.75+1.50)=9.75 Cft crush bajri size 3/4”-1/2”,1/2”-3/8” and 3/8”-1/8” respectively per % Sft from Jam Shoro quarry to site of work i/c cleaning the road surface i/c rolling with power roller etc complete (Each coat will be provided and rolled separately).
|  | 20400 |  | Sft | [6 empty] | 4254.5 |  | %Sft. |  | 867918
4 |  |  |  |  | EARTH WORK ON BERMS
Earth Work on embankment from barrow pits I/c laying 6" in layers clod breaking dressing etc complete, lead upto 100' & lift upto 5' ( In ordinary soil )
|  | 0 |  | Cft | W.E.L | [5 empty] | 6278.37 |  | %0 Cft. |  | 0
|  | 73100 |  | Cft | W.O.L | [5 empty] | 3656.23 |  | %0 Cft. |  | 267270
ITEM |  | QUANTITIES |  |  | DECSRIPTION | [5 empty] | RATE |  | UNIT |  | AMOUNT
[5 empty] | Amount of Schedule Items | [8 empty] | Rs. | 2465261
[5 empty] | Add / Deduct ________% Above / Below of rates of CSR | [8 empty] | Rs.
[5 empty] | Ded:difference cost of Bitumen 7.19 Tons | [7 empty] | (-) | Rs. | 214693 |  |  |  | 7.19
[5 empty] | @ Rs.29860.0 Per Ton.This item will be paid | [13 empty] | 29860
without premium.
[11 empty] | TOTAL (A) :- |  |  | Rs.
(TO BE CARRIED TO SUMMRY OF BID PRICE)
|  | CONTRACTOR | [10 empty] | EXECUTIVE ENGINEER
HIGHWAYS DIVISION
SANGHAR

## Khaber Gaaho 23
|  |  | (LETTER OF OFFER) | [14 empty] | (4) |  | 4 | ( | )
[8 empty] | Bid Reference No. |  |  | TC/G-55/ |  | 369 |  | Dated:- |  | 10.03.2017
Construction of link road from Halla - Shahdadpur road to Various Street Of Village Khaber Gaaho mile 0/0-0/4+400 (0.92 Km)
To,
The Executive Engineer Highways Division Sanghar
Gentlemen,
1 |  | Having examined the Bidding Documents including Instructions to Bidders, Bidding Data, Conditions of Contract, Contract Data, Specifications, Drawings, if any, Schedule of Prices and Addenda for the execution of the above-named works, we, the undersigned, being a company doing business under the name of and address (as follows) and being duly incorporated under the laws of Pakistan hereby offer to execute and complete such works and remedy any defects therein in conformity with the said Documents including Addenda thereto for the Total Bid Price of Rs________________________ (Rupees ____________________________________________________ _________________________________) or such other sum as may be ascertained in accordance with the said Documents
2 |  | We understand that all the Schedules attached hereto form part of this Bid
3 |  | As security for due performance of the undertakings and obligations of this Bid, we submit herewith a Bid Security in the shape of Call Deposit for amounting Rs._______________ (Rupees_________________________ ___________________) issued from _________________________________________________ pledged in your favour and valid for a period of twenty eight ( 28 ) days beyond the period of validity of Bid
4 |  | We undertake, if our Bid is accepted, to commence the Works and to deliver and complete the Works comprised in the Contract within the time(s) stated in Contract Data
5 |  | We agree to abide by this Bid for the period of ( 90 ) days from the date fixed for receiving the same and it shall remain binding upon us and may be accepted at any time before the expiration of that period
6 |  | Unless and until a formal Agreement is prepared and executed, this Bid, together with your written acceptance thereof, shall constitute a binding contract between us
7 |  | We undertake, if our Bid is accepted, to execute the Performance Security referred to in Conditions of Contract for the due performance of the Contract
8 |  | We understand that you are not bound to accept the lowest or any bid you may receive
9 |  | We do hereby declare that the Bid is made without any collusion, comparison of figures or arrangement with any other person or persons making a bid for the Works
Dated:- | [10 empty] | Signature:
Name of Bidder in Block Capitals:
Seal:
Address:
Issued to M/s
[7 empty] | Vide D.R.No. | [5 empty] | Dated:-
[7 empty] | and charged Rs. | [6 empty] | as Tender Fee.
MEMORANDUM
a). |  | General Description: | [5 empty] | Construction of link road from Halla - Shahdadpur road to Various Street Of Village Khaber Gaaho mile 0/0-0/4+400 (0.92 Km)
b). |  | Estimated Cost: | [6 empty] | Rs. | 7.665 | (M)
c). |  | Earnest Money: | [6 empty] | Rs. | 383300 | /-
d). |  | Time allowed for completion: | [6 empty] | 18 | Months
e). |  | Percentage to be deducted from contractors’ bills: | [5 empty] | 3% as Security Deposit & 7.50% as Income Tax (NTN holders) Any other Taxes / Levies, if notified by the Government.
EXECUTIVE ENGINEER
HIGHWAYS DIVISION
SANGHAR
SUMMARY OF BID PRICES
Bill No. |  |  | Description | [9 empty] | Total Amount (Rs)
|  |  | A. Road Work | [9 empty] | Rs.
|  |  | B. Culverts & Bridges | [9 empty] | Rs.
|  |  | Total Bid Price (A+B):- | [9 empty] | Rs.
(In words Rupees
CONTRACTOR
SCHEDULE - A TO BID
SCHEDULE OF PRICES (BOQ)
(Description and rate of Items based on Composite Schedule of Rates)
A. | ROAD WORK:-
ITEM |  | QUANTITIES |  |  | DECSRIPTION | [6 empty] | RATE |  | UNIT |  | AMOUNT
1 |  |  |  |  | FORMATION
Earth work for road embankment by bulldozers including ploughing mixing clod breaking dressing & compacting with optimum moisture contents lead up to 100’ & lift up to 5’ in ordinary soil accept rock.
|  | 116000 |  | Cft | a). | Compaction upto 85% Density W.E.L | [5 empty] | 8681.43 |  | %0 Cft. |  | 1007045
|  | 44000 |  | Cft | b). | Compaction 95-100% Density W.E.L | [5 empty] | 11215.37 |  | %0 Cft. |  | 493476
2 |  |  |  |  | SUB BASE COURSE
Preparing Sub-Base Course by supplying and spreading stone metal 1 ½ “-2” gauge of approved quality from approved quarry in required thickness 6” in two layers (each 3” layers) to proper camber & grade i/c hand packing filling voids with 10 Cft Screening and non-plastic quarry of approved quality and gauge from approved source watering and compacting to achieve 98-100% density as per Modified AASHO Specifications. Rate i/c all cost of materials T&P & carriage upto site of work etc complete.
|  | 18787 |  | Cft | [7 empty] | 8511 |  | %Cft. |  | 1598961
3 |  |  |  |  | BRICK ON END EDGING
Lyaing brick on end edging i/c supplying 9”x4 ½ “x3” Ist Class burnt bricks from kiln to site of work, excavation for laying edging with Small Side parallel to the road. Rate includes all cost of materials T&P & carriage up to site of work etc complete.
|  | 6080 |  | Rft | [7 empty] | 2761.22 |  | %Rft. |  | 167882
4 |  |  |  |  | BASE COURSE
Preparing Base Course i/c supplying and spreading stone metal of approved quality properly graded to maximum size of 1-½” in required thickness to proper camber and grade i/c supplying & spreading 15 cft: screenings and non plastic quarry fines filling depressions with stone metal after initial rolling including watering and compacting the same so as to achieve 100% density as per Modified AASHO specification. This i/c providing and using templates camber plates screens from as directed. Rate including all cost of materials T&P & carriage up to site of work etc complete.
|  | 18787 |  | Cft | [7 empty] | 9548.8 |  | %Cft. |  | 1793933
ITEM |  | QUANTITIES |  |  | DECSRIPTION | [6 empty] | RATE |  | UNIT |  | AMOUNT
5 |  |  |  |  | 1st COAT
Providing 1st coats of surface dressing on new or existing surface with 30 lbs of bitumen of 80-100 penetration & 4.0 Cft crush bajri of 3/8-3/4” guage including cleaning to road surfacte rolling etc complete. Rate includes all cost of materials T&P charges and carriage up to site of work.
|  | 37574 |  | Sft | [7 empty] | 1638.73 |  | %Sft. |  | 615736
6 |  |  |  |  | 1" THICK CARPET
Providing 1 1/2” thick (consolidated) pre-mixed carpet in proper camber & grade i/c supply 15 Cft crush bajri and 5cft hill sand of approved quality and guage & 67 lbs of bitumen of 80/100 penetration including mixing in mechanical mixture in required proportion and heating the material & cleaning the road surface. Rate includes all cost of material T&P and carriage up to site of work.
|  | 37574 |  | Sft | [7 empty] | 4501.4 |  | %Sft. |  | 1691356
[5 empty] | Amount of Schedule Items | [9 empty] | Rs. | 7368389
[5 empty] | Add / Deduct ________% Above / Below of rates of CSR | [9 empty] | Rs.
[5 empty] | Ded:difference cost of Bitumen 16.27 Tons | [9 empty] | Rs. | 485822 |  |  |  | 16.27 |  | 5.03 | 11.24
[5 empty] | @ Rs.29860.0 Per Ton.This item will be paid | [14 empty] | 29860
without premium.
[12 empty] | TOTAL (A) :- |  |  | Rs.
(TO BE CARRIED TO SUMMRY OF BID PRICE)
|  | CONTRACTOR | [11 empty] | EXECUTIVE ENGINEER
HIGHWAYS DIVISION
SANGHAR
SCHEDULE OF PRICES (BOQ)
(Description and rate of Items based on Composite Schedule of Rates)
B. | CULVERTS & BRIDGES
ITEM |  | QUANTITIES |  |  | DECSRIPTION | [6 empty] | RATE |  | UNIT |  | AMOUNT
1 |  |  |  |  | EXCAVATION
Excavation in foundation of Building Bridges, and other structures i/c dag belling, dressing refilling around structures with excavated earth watering reaming lead upto one chain & lift upto 5’ in ordinary soil.
|  | 1770 |  | Cft | [7 empty] | 3176.25 |  | %Cft. |  | 5622
2 |  |  |  |  | CEMENT CONCRETE BRICK
Cement concrete brick or stone ballast 1-1/2" to 2" gauge ratio 1:4:8
|  | 225 |  | Cft | [7 empty] | 9416.28 |  | %Cft. |  | 21187
3 |  |  |  |  | PACCA BRICK WORK
Pacca brick work in foundation and plinth in cement sand mortar ratio 1:6.
|  | 490 |  | Cft | [7 empty] | 12501.41 |  | %Cft. |  | 61257
4 |  |  |  |  | BRICK ON EDGING
Brick on edge flooring in1:6 cement mortar in ben 3/4" thick in cement mortar.
|  | 68 |  | Sft | [7 empty] | 5256.63 |  | %Sft. |  | 3574
5 |  |  |  |  | CEMENT PLASTER
Cement plaster 1:3 upto 20' height 1/2" thick
|  | 264 |  | Sft | [7 empty] | 2344.59 |  | %Sft. |  | 6190
6 |  |  |  |  | FABRICATION
Fabrication of mild steel re-inforcement for cement concrete including cutting bending laying in position making joints and fastening including cost of bending wire also i/c removal of rust from bars).
|  | 5.19 |  | CWt | [7 empty] | 4820.2 |  | P.CWt |  | 25017
7 |  |  |  |  | CEMENT CONCRETE PLAIN
Cement concrete plain i/c placing compacting finishing and curring complete i/c screening and washing of stone aggregate without shuttering Ratio 1:2:4:
|  | 75 |  | Cft | [7 empty] | 14429.25 |  | %Cft. |  | 10822
ITEM |  | QUANTITIES |  |  | DECSRIPTION | [6 empty] | RATE |  | UNIT |  | AMOUNT
8 |  |  |  |  | R.C.C. WORK
RCC work i/c all labor and material except the cost of steel reinforcement and its labor for binding & bending which will be paid separately. This rate also includes all kinds of forms moulds lifting, shuttering curing rendering and finishing the exposed surface i/c screening and washing of shingle i/c RCC work in roof slab beams columns rafts, lintels and other structural main bars, laid in position complete in all respects Ratio 1:2:4.
|  | 81 |  | Cft | [7 empty] | 337 |  | P. Cft. |  | 27297
9 |  |  |  |  | S / S & FILLING
S/S and filling sand pit or canal of approved sources of supply required section as directed by Engineer Inchagre.
|  | 526 |  | Cft | [7 empty] | 900 |  | %Cft. |  | 4734
[5 empty] | Amount of Schedule Items (01 No. Culvert) | [9 empty] | Rs. | 165700
[5 empty] | Total Cost of Schedule Items (01 Nos. Culverts) | [9 empty] | Rs. | 165700 |  |  |  | 1
[5 empty] | Add / Deduct ________% Above / Below of rates of CSR | [9 empty] | Rs.
[12 empty] | TOTAL (B) :- |  |  | Rs.
(TO BE CARRIED TO SUMMRY OF BID PRICE)
|  | CONTRACTOR | [11 empty] | EXECUTIVE ENGINEER
HIGHWAYS DIVISION
SANGHAR

## Sharfuddin Bugti 72
|  |  | (LETTER OF OFFER) | [14 empty] | (5) |  | 5 | ( | )
[8 empty] | Bid Reference No. |  |  | TC/G-55/ |  | 369 |  | Dated:- |  | 10.03.2017
Construction of link road from Nawabshah Sanghar road to Village Sharf Din Bugti mile 0/0-0/0+520’
To,
The Executive Engineer Highways Division Sanghar
Gentlemen,
1 |  | Having examined the Bidding Documents including Instructions to Bidders, Bidding Data, Conditions of Contract, Contract Data, Specifications, Drawings, if any, Schedule of Prices and Addenda for the execution of the above-named works, we, the undersigned, being a company doing business under the name of and address (as follows) and being duly incorporated under the laws of Pakistan hereby offer to execute and complete such works and remedy any defects therein in conformity with the said Documents including Addenda thereto for the Total Bid Price of Rs________________________ (Rupees ____________________________________________________ _________________________________) or such other sum as may be ascertained in accordance with the said Documents
2 |  | We understand that all the Schedules attached hereto form part of this Bid
3 |  | As security for due performance of the undertakings and obligations of this Bid, we submit herewith a Bid Security in the shape of Call Deposit for amounting Rs._______________ (Rupees_________________________ ___________________) issued from _________________________________________________ pledged in your favour and valid for a period of twenty eight ( 28 ) days beyond the period of validity of Bid
4 |  | We undertake, if our Bid is accepted, to commence the Works and to deliver and complete the Works comprised in the Contract within the time(s) stated in Contract Data
5 |  | We agree to abide by this Bid for the period of ( 90 ) days from the date fixed for receiving the same and it shall remain binding upon us and may be accepted at any time before the expiration of that period
6 |  | Unless and until a formal Agreement is prepared and executed, this Bid, together with your written acceptance thereof, shall constitute a binding contract between us
7 |  | We undertake, if our Bid is accepted, to execute the Performance Security referred to in Conditions of Contract for the due performance of the Contract
8 |  | We understand that you are not bound to accept the lowest or any bid you may receive
9 |  | We do hereby declare that the Bid is made without any collusion, comparison of figures or arrangement with any other person or persons making a bid for the Works
Dated:- | [10 empty] | Signature:
Name of Bidder in Block Capitals:
Seal:
Address:
Issued to M/s
[7 empty] | Vide D.R.No. | [5 empty] | Dated:-
[7 empty] | and charged Rs. | [6 empty] | as Tender Fee.
MEMORANDUM
a). |  | General Description: | [5 empty] | Construction of link road from Nawabshah Sanghar road to Village Sharf Din Bugti mile 0/0-0/0+520’
b). |  | Estimated Cost: | [6 empty] | Rs. | 0.985 | (M)
c). |  | Earnest Money: | [6 empty] | Rs. | 49300 | /-
d). |  | Time allowed for completion: | [6 empty] | 18 | Months
e). |  | Percentage to be deducted from contractors’ bills: | [5 empty] | 3% as Security Deposit & 7.50% as Income Tax (NTN holders) Any other Taxes / Levies, if notified by the Government.
EXECUTIVE ENGINEER
HIGHWAYS DIVISION
SANGHAR
SUMMARY OF BID PRICES
Bill No. |  |  | Description | [9 empty] | Total Amount (Rs)
|  |  | A. Road Work | [9 empty] | Rs.
|  |  | B. Culverts & Bridges | [9 empty] | Rs.
|  |  | Total Bid Price (A+B):- | [9 empty] | Rs.
(In words Rupees
CONTRACTOR
SCHEDULE - A TO BID
SCHEDULE OF PRICES (BOQ)
(Description and rate of Items based on Composite Schedule of Rates)
A. | ROAD WORK:-
ITEM |  | QUANTITIES |  |  | DECSRIPTION | [6 empty] | RATE |  | UNIT |  | AMOUNT
1 |  |  |  |  | FORMATION
Earth work for road embankment by bulldozers including ploughing mixing clod breaking dressing & compacting with optimum moisture contents lead up to 100’ & lift up to 5’ in ordinary soil accept rock.
|  | 7498 |  | Cft | b). | Compaction 95-100% Density W.E.L | [5 empty] | 11215.37 |  | %0 Cft. |  | 84093
2 |  |  |  |  | SUB BASE COURSE
Preparing Sub-Base Course by supplying and spreading stone metal 1 ½ “-2” gauge of approved quality from approved quarry in required thickness 6” in two layers (each 3” layers) to proper camber & grade i/c hand packing filling voids with 10 Cft Screening and non-plastic quarry of approved quality and gauge from approved source watering and compacting to achieve 98-100% density as per Modified AASHO Specifications. Rate i/c all cost of materials T&P & carriage upto site of work etc complete.
|  | 3214 |  | Cft | [7 empty] | 9628.47 |  | %Cft. |  | 309459
3 |  |  |  |  | BRICK ON END EDGING
Lyaing brick on end edging i/c supplying 9”x4 ½ “x3” Ist Class burnt bricks from kiln to site of work, excavation for laying edging with Small Side parallel to the road. Rate includes all cost of materials T&P & carriage up to site of work etc complete.
|  | 1040 |  | Rft | [7 empty] | 2729.96 |  | %Rft. |  | 28392
4 |  |  |  |  | BASE COURSE
Preparing Base Course i/c supplying and spreading stone metal of approved quality properly graded to maximum size of 1-½” in required thickness to proper camber and grade i/c supplying & spreading 15 cft: screenings and non plastic quarry fines filling depressions with stone metal after initial rolling including watering and compacting the same so as to achieve 100% density as per Modified AASHO specification. This i/c providing and using templates camber plates screens from as directed. Rate including all cost of materials T&P & carriage up to site of work etc complete.
|  | 1607 |  | Cft | [7 empty] | 10705.34 |  | %Cft. |  | 172035
ITEM |  | QUANTITIES |  |  | DECSRIPTION | [6 empty] | RATE |  | UNIT |  | AMOUNT
5 |  |  |  |  | 1st COAT
Providing 1st coats of surface dressing on new or existing surface with 30 lbs of bitumen of 80-100 penetration & 4.0 Cft crush bajri of 3/8-3/4” guage including cleaning to road surfacte rolling etc complete. Rate includes all cost of materials T&P charges and carriage up to site of work.
|  | 6427 |  | Sft | [7 empty] | 1673 |  | %Sft. |  | 107524
6 |  |  |  |  | 1" THICK CARPET
Providing 1 1/2” thick (consolidated) pre-mixed carpet in proper camber & grade i/c supply 15 Cft crush bajri and 5cft hill sand of approved quality and guage & 67 lbs of bitumen of 80/100 penetration including mixing in mechanical mixture in required proportion and heating the material & cleaning the road surface. Rate includes all cost of material T&P and carriage up to site of work.
|  | 6427 |  | Sft | [7 empty] | 4617.53 |  | %Sft. |  | 296768
[5 empty] | Amount of Schedule Items | [9 empty] | Rs. | 998271
[5 empty] | Add / Deduct ________% Above / Below of rates of CSR | [9 empty] | Rs.
[5 empty] | Ded:difference cost of Bitumen 2.78 Tons | [9 empty] | Rs. | 83011 |  |  |  | 2.78 |  | 0.86 | 1.92
[5 empty] | @ Rs.29860.0 Per Ton.This item will be paid | [14 empty] | 29860
without premium.
[12 empty] | TOTAL (A) :- |  |  | Rs.
(TO BE CARRIED TO SUMMRY OF BID PRICE)
|  | CONTRACTOR | [11 empty] | EXECUTIVE ENGINEER
HIGHWAYS DIVISION
SANGHAR

## Allah Bux Talpur 24
|  |  | (LETTER OF OFFER) | [14 empty] | (6) |  | 6 | ( | )
[8 empty] | Bid Reference No. |  |  | TC/G-55/ |  | 369 |  | Dated:- |  | 10.03.2017
Construction of link road from Nawabshah Sanghar road to Village Allah Bux Talpur mile 0/0-0/4+470’
To,
The Executive Engineer Highways Division Sanghar
Gentlemen,
1 |  | Having examined the Bidding Documents including Instructions to Bidders, Bidding Data, Conditions of Contract, Contract Data, Specifications, Drawings, if any, Schedule of Prices and Addenda for the execution of the above-named works, we, the undersigned, being a company doing business under the name of and address (as follows) and being duly incorporated under the laws of Pakistan hereby offer to execute and complete such works and remedy any defects therein in conformity with the said Documents including Addenda thereto for the Total Bid Price of Rs________________________ (Rupees ____________________________________________________ _________________________________) or such other sum as may be ascertained in accordance with the said Documents
2 |  | We understand that all the Schedules attached hereto form part of this Bid
3 |  | As security for due performance of the undertakings and obligations of this Bid, we submit herewith a Bid Security in the shape of Call Deposit for amounting Rs._______________ (Rupees_________________________ ___________________) issued from _________________________________________________ pledged in your favour and valid for a period of twenty eight ( 28 ) days beyond the period of validity of Bid
4 |  | We undertake, if our Bid is accepted, to commence the Works and to deliver and complete the Works comprised in the Contract within the time(s) stated in Contract Data
5 |  | We agree to abide by this Bid for the period of ( 90 ) days from the date fixed for receiving the same and it shall remain binding upon us and may be accepted at any time before the expiration of that period
6 |  | Unless and until a formal Agreement is prepared and executed, this Bid, together with your written acceptance thereof, shall constitute a binding contract between us
7 |  | We undertake, if our Bid is accepted, to execute the Performance Security referred to in Conditions of Contract for the due performance of the Contract
8 |  | We understand that you are not bound to accept the lowest or any bid you may receive
9 |  | We do hereby declare that the Bid is made without any collusion, comparison of figures or arrangement with any other person or persons making a bid for the Works
Dated:- | [10 empty] | Signature:
Name of Bidder in Block Capitals:
Seal:
Address:
Issued to M/s
[7 empty] | Vide D.R.No. | [5 empty] | Dated:-
[7 empty] | and charged Rs. | [6 empty] | as Tender Fee.
MEMORANDUM
a). |  | General Description: | [5 empty] | Construction of link road from Nawabshah Sanghar road to Village Allah Bux Talpur mile 0/0-0/4+470’
b). |  | Estimated Cost: | [6 empty] | Rs. | 8.426 | (M)
c). |  | Earnest Money: | [6 empty] | Rs. | 421300 | /-
d). |  | Time allowed for completion: | [6 empty] | 18 | Months
e). |  | Percentage to be deducted from contractors’ bills: | [5 empty] | 3% as Security Deposit & 7.50% as Income Tax (NTN holders) Any other Taxes / Levies, if notified by the Government.
EXECUTIVE ENGINEER
HIGHWAYS DIVISION
SANGHAR
SUMMARY OF BID PRICES
Bill No. |  |  | Description | [9 empty] | Total Amount (Rs)
|  |  | A. Road Work | [9 empty] | Rs.
|  |  | B. Culverts & Bridges | [9 empty] | Rs.
|  |  | Total Bid Price (A+B):- | [9 empty] | Rs.
(In words Rupees
CONTRACTOR
SCHEDULE - A TO BID
SCHEDULE OF PRICES (BOQ)
(Description and rate of Items based on Composite Schedule of Rates)
A. | ROAD WORK:-
ITEM |  | QUANTITIES |  |  | DECSRIPTION | [6 empty] | RATE |  | UNIT |  | AMOUNT
1 |  |  |  |  | FORMATION
Earth work for road embankment by bulldozers including ploughing mixing clod breaking dressing & compacting with optimum moisture contents lead up to 100’ & lift up to 5’ in ordinary soil accept rock.
|  | 58000 |  | Cft | a). | Compaction upto 85% Density W.E.L | [5 empty] | 8681.43 |  | %0 Cft. |  | 503523
|  | 11536 |  | Cft | b). | Compaction 95-100% Density W.E.L | [5 empty] | 11215.37 |  | %0 Cft. |  | 129381
|  | 173000 |  | Cft | c). | Compaction upto 85% Density W.O.L | [5 empty] | 3656.23 |  | %0 Cft. |  | 632528
|  | 33310 |  | Cft | d). | Compaction 95-100% Density W.O.L | [5 empty] | 6190.17 |  | %0 Cft. |  | 206195
2 |  |  |  |  | SUB BASE COURSE
Preparing Sub-Base Course by supplying and spreading stone metal 1 ½ “-2” gauge of approved quality from approved quarry in required thickness 6” in two layers (each 3” layers) to proper camber & grade i/c hand packing filling voids with 10 Cft Screening and non-plastic quarry of approved quality and gauge from approved source watering and compacting to achieve 98-100% density as per Modified AASHO Specifications. Rate i/c all cost of materials T&P & carriage upto site of work etc complete.
|  | 19220 |  | Cft | [7 empty] | 9628.47 |  | %Cft. |  | 1850591
3 |  |  |  |  | BRICK ON END EDGING
Lyaing brick on end edging i/c supplying 9”x4 ½ “x3” Ist Class burnt bricks from kiln to site of work, excavation for laying edging with Small Side parallel to the road. Rate includes all cost of materials T&P & carriage up to site of work etc complete.
|  | 6220 |  | Rft | [7 empty] | 2740.38 |  | %Rft. |  | 170451
4 |  |  |  |  | BASE COURSE
Preparing Base Course i/c supplying and spreading stone metal of approved quality properly graded to maximum size of 1-½” in required thickness to proper camber and grade i/c supplying & spreading 15 cft: screenings and non plastic quarry fines filling depressions with stone metal after initial rolling including watering and compacting the same so as to achieve 100% density as per Modified AASHO specification. This i/c providing and using templates camber plates screens from as directed. Rate including all cost of materials T&P & carriage up to site of work etc complete.
|  | 19220 |  | Cft | [7 empty] | 10705.34 |  | %Cft. |  | 2057566
ITEM |  | QUANTITIES |  |  | DECSRIPTION | [6 empty] | RATE |  | UNIT |  | AMOUNT
5 |  |  |  |  | 1st COAT
Providing 1st coats of surface dressing on new or existing surface with 30 lbs of bitumen of 80-100 penetration & 4.0 Cft crush bajri of 3/8-3/4” guage including cleaning to road surfacte rolling etc complete. Rate includes all cost of materials T&P charges and carriage up to site of work.
|  | 38440 |  | Sft | [7 empty] | 1673.13 |  | %Sft. |  | 643151
6 |  |  |  |  | 1" THICK CARPET
Providing 1 1/2” thick (consolidated) pre-mixed carpet in proper camber & grade i/c supply 15 Cft crush bajri and 5cft hill sand of approved quality and guage & 67 lbs of bitumen of 80/100 penetration including mixing in mechanical mixture in required proportion and heating the material & cleaning the road surface. Rate includes all cost of material T&P and carriage up to site of work.
|  | 38440 |  | Sft | [7 empty] | 4617.82 |  | %Sft. |  | 1775090
[5 empty] | Amount of Schedule Items | [9 empty] | Rs. | 7968476
[5 empty] | Add / Deduct ________% Above / Below of rates of CSR | [9 empty] | Rs.
[5 empty] | Ded:difference cost of Bitumen 16.65 Tons | [9 empty] | Rs. | 497169 |  |  |  | 16.65 |  | 5.15 | 11.5
[5 empty] | @ Rs.29860.0 Per Ton.This item will be paid | [14 empty] | 29860
without premium.
[12 empty] | TOTAL (A) :- |  |  | Rs.
(TO BE CARRIED TO SUMMRY OF BID PRICE)
|  | CONTRACTOR | [11 empty] | EXECUTIVE ENGINEER
HIGHWAYS DIVISION
SANGHAR
SCHEDULE OF PRICES (BOQ)
(Description and rate of Items based on Composite Schedule of Rates)
B. | CULVERTS & BRIDGES
ITEM |  | QUANTITIES |  |  | DECSRIPTION | [6 empty] | RATE |  | UNIT |  | AMOUNT
1 |  |  |  |  | EXCAVATION
Excavation in foundation of Building Bridges, and other structures i/c dag belling, dressing refilling around structures with excavated earth watering reaming lead upto one chain & lift upto 5’ in ordinary soil.
|  | 1770 |  | Cft | [7 empty] | 3176.25 |  | %Cft. |  | 5622
2 |  |  |  |  | CEMENT CONCRETE BRICK
Cement concrete brick or stone ballast 1-1/2" to 2" gauge ratio 1:4:8
|  | 225 |  | Cft | [7 empty] | 9416.28 |  | %Cft. |  | 21187
3 |  |  |  |  | PACCA BRICK WORK
Pacca brick work in foundation and plinth in cement sand mortar ratio 1:6.
|  | 490 |  | Cft | [7 empty] | 12501.41 |  | %Cft. |  | 61257
4 |  |  |  |  | BRICK ON EDGING
Brick on edge flooring in1:6 cement mortar in ben 3/4" thick in cement mortar.
|  | 68 |  | Sft | [7 empty] | 5256.63 |  | %Sft. |  | 3574
5 |  |  |  |  | CEMENT PLASTER
Cement plaster 1:3 upto 20' height 1/2" thick
|  | 264 |  | Sft | [7 empty] | 2344.59 |  | %Sft. |  | 6190
6 |  |  |  |  | FABRICATION
Fabrication of mild steel re-inforcement for cement concrete including cutting bending laying in position making joints and fastening including cost of bending wire also i/c removal of rust from bars).
|  | 5.22 |  | CWt | [7 empty] | 4820.2 |  | P.CWt |  | 25161
7 |  |  |  |  | CEMENT CONCRETE PLAIN
Cement concrete plain i/c placing compacting finishing and curring complete i/c screening and washing of stone aggregate without shuttering Ratio 1:2:4:
|  | 75 |  | Cft | [7 empty] | 14429.25 |  | %Cft. |  | 10822
ITEM |  | QUANTITIES |  |  | DECSRIPTION | [6 empty] | RATE |  | UNIT |  | AMOUNT
8 |  |  |  |  | R.C.C. WORK
RCC work i/c all labor and material except the cost of steel reinforcement and its labor for binding & bending which will be paid separately. This rate also includes all kinds of forms moulds lifting, shuttering curing rendering and finishing the exposed surface i/c screening and washing of shingle i/c RCC work in roof slab beams columns rafts, lintels and other structural main bars, laid in position complete in all respects Ratio 1:2:4.
|  | 81 |  | Cft | [7 empty] | 337 |  | P. Cft. |  | 27297
9 |  |  |  |  | S / S & FILLING
S/S and filling sand pit or canal of approved sources of supply required section as directed by Engineer Inchagre.
|  | 505 |  | Cft | [7 empty] | 900 |  | %Cft. |  | 4545
[5 empty] | Amount of Schedule Items (01 No. Culvert) | [9 empty] | Rs. | 165655
[5 empty] | Total Cost of Schedule Items (02 Nos. Culverts) | [9 empty] | Rs. | 331310 |  |  |  | 2
[5 empty] | Add / Deduct ________% Above / Below of rates of CSR | [9 empty] | Rs.
[12 empty] | TOTAL (B) :- |  |  | Rs.
(TO BE CARRIED TO SUMMRY OF BID PRICE)
|  | CONTRACTOR | [11 empty] | EXECUTIVE ENGINEER
HIGHWAYS DIVISION
SANGHAR

## Raza Muhammad Brohi 74
|  |  | (LETTER OF OFFER) | [14 empty] | (7) |  | 7 | ( | )
[8 empty] | Bid Reference No. |  |  | TC/G-55/ |  | 369 |  | Dated:- |  | 10.03.2017
Construction of link road from Nawabshah Sanghar road village Raza Muhammad Brohi mile 0/0-0/1 (0.20 km)
To,
The Executive Engineer Highways Division Sanghar
Gentlemen,
1 |  | Having examined the Bidding Documents including Instructions to Bidders, Bidding Data, Conditions of Contract, Contract Data, Specifications, Drawings, if any, Schedule of Prices and Addenda for the execution of the above-named works, we, the undersigned, being a company doing business under the name of and address (as follows) and being duly incorporated under the laws of Pakistan hereby offer to execute and complete such works and remedy any defects therein in conformity with the said Documents including Addenda thereto for the Total Bid Price of Rs________________________ (Rupees ____________________________________________________ _________________________________) or such other sum as may be ascertained in accordance with the said Documents
2 |  | We understand that all the Schedules attached hereto form part of this Bid
3 |  | As security for due performance of the undertakings and obligations of this Bid, we submit herewith a Bid Security in the shape of Call Deposit for amounting Rs._______________ (Rupees_________________________ ___________________) issued from _________________________________________________ pledged in your favour and valid for a period of twenty eight ( 28 ) days beyond the period of validity of Bid
4 |  | We undertake, if our Bid is accepted, to commence the Works and to deliver and complete the Works comprised in the Contract within the time(s) stated in Contract Data
5 |  | We agree to abide by this Bid for the period of ( 90 ) days from the date fixed for receiving the same and it shall remain binding upon us and may be accepted at any time before the expiration of that period
6 |  | Unless and until a formal Agreement is prepared and executed, this Bid, together with your written acceptance thereof, shall constitute a binding contract between us
7 |  | We undertake, if our Bid is accepted, to execute the Performance Security referred to in Conditions of Contract for the due performance of the Contract
8 |  | We understand that you are not bound to accept the lowest or any bid you may receive
9 |  | We do hereby declare that the Bid is made without any collusion, comparison of figures or arrangement with any other person or persons making a bid for the Works
Dated:- | [10 empty] | Signature:
Name of Bidder in Block Capitals:
Seal:
Address:
Issued to M/s
[7 empty] | Vide D.R.No. | [5 empty] | Dated:-
[7 empty] | and charged Rs. | [6 empty] | as Tender Fee.
MEMORANDUM
a). |  | General Description: | [5 empty] | Construction of link road from Nawabshah Sanghar road village Raza Muhammad Brohi mile 0/0-0/1 (0.20 km)
b). |  | Estimated Cost: | [6 empty] | Rs. | 1.596 | (M)
c). |  | Earnest Money: | [6 empty] | Rs. | 79800 | /-
d). |  | Time allowed for completion: | [6 empty] | 18 | Months
e). |  | Percentage to be deducted from contractors’ bills: | [5 empty] | 3% as Security Deposit & 7.50% as Income Tax (NTN holders) Any other Taxes / Levies, if notified by the Government.
EXECUTIVE ENGINEER
HIGHWAYS DIVISION
SANGHAR
SUMMARY OF BID PRICES
Bill No. |  |  | Description | [9 empty] | Total Amount (Rs)
|  |  | A. Road Work | [9 empty] | Rs.
|  |  | B. Culverts & Bridges | [9 empty] | Rs.
|  |  | Total Bid Price (A+B):- | [9 empty] | Rs.
(In words Rupees
CONTRACTOR
SCHEDULE - A TO BID
SCHEDULE OF PRICES (BOQ)
(Description and rate of Items based on Composite Schedule of Rates)
A. | ROAD WORK:-
ITEM |  | QUANTITIES |  |  | DECSRIPTION | [6 empty] | RATE |  | UNIT |  | AMOUNT
1 |  |  |  |  | FORMATION
Earth work for road embankment by bulldozers including ploughing mixing clod breaking dressing & compacting with optimum moisture contents lead up to 100’ & lift up to 5’ in ordinary soil accept rock.
|  | 39300 |  | Cft | a). | Compaction upto 85% Density W.O.L | [5 empty] | 3656.23 |  | %0 Cft. |  | 143690
|  | 9500 |  | Cft | b). | Compaction 95-100% Density W.O.L | [5 empty] | 6190.17 |  | %0 Cft. |  | 58807
2 |  |  |  |  | SUB BASE COURSE
Preparing Sub-Base Course by supplying and spreading stone metal 1 ½ “-2” gauge of approved quality from approved quarry in required thickness 6” in two layers (each 3” layers) to proper camber & grade i/c hand packing filling voids with 10 Cft Screening and non-plastic quarry of approved quality and gauge from approved source watering and compacting to achieve 98-100% density as per Modified AASHO Specifications. Rate i/c all cost of materials T&P & carriage upto site of work etc complete.
|  | 4079 |  | Cft | [7 empty] | 9721.59 |  | %Cft. |  | 396544
3 |  |  |  |  | BRICK ON END EDGING
Lyaing brick on end edging i/c supplying 9”x4 ½ “x3” Ist Class burnt bricks from kiln to site of work, excavation for laying edging with Small Side parallel to the road. Rate includes all cost of materials T&P & carriage up to site of work etc complete.
|  | 1320 |  | Rft | [7 empty] | 2771.64 |  | %Rft. |  | 36586
4 |  |  |  |  | BASE COURSE
Preparing Base Course i/c supplying and spreading stone metal of approved quality properly graded to maximum size of 1-½” in required thickness to proper camber and grade i/c supplying & spreading 15 cft: screenings and non plastic quarry fines filling depressions with stone metal after initial rolling including watering and compacting the same so as to achieve 100% density as per Modified AASHO specification. This i/c providing and using templates camber plates screens from as directed. Rate including all cost of materials T&P & carriage up to site of work etc complete.
|  | 4079 |  | Cft | [7 empty] | 10801.71 |  | %Cft. |  | 440602
ITEM |  | QUANTITIES |  |  | DECSRIPTION | [6 empty] | RATE |  | UNIT |  | AMOUNT
5 |  |  |  |  | 1st COAT
Providing 1st coats of surface dressing on new or existing surface with 30 lbs of bitumen of 80-100 penetration & 4.0 Cft crush bajri of 3/8-3/4” guage including cleaning to road surfacte rolling etc complete. Rate includes all cost of materials T&P charges and carriage up to site of work.
|  | 8158 |  | Sft | [7 empty] | 1675.87 |  | %Sft. |  | 136717
6 |  |  |  |  | 1" THICK CARPET
Providing 1 1/2” thick (consolidated) pre-mixed carpet in proper camber & grade i/c supply 15 Cft crush bajri and 5cft hill sand of approved quality and guage & 67 lbs of bitumen of 80/100 penetration including mixing in mechanical mixture in required proportion and heating the material & cleaning the road surface. Rate includes all cost of material T&P and carriage up to site of work.
|  | 8158 |  | Sft | [7 empty] | 4627.23 |  | %Sft. |  | 377489
[5 empty] | Amount of Schedule Items | [9 empty] | Rs. | 1590435
[5 empty] | Add / Deduct ________% Above / Below of rates of CSR | [9 empty] | Rs.
[5 empty] | Ded:difference cost of Bitumen 3.53 Tons | [9 empty] | Rs. | 105406 |  |  |  | 3.53 |  | 1.09 | 2.44
[5 empty] | @ Rs.29860.0 Per Ton.This item will be paid | [14 empty] | 29860
without premium.
[12 empty] | TOTAL (A) :- |  |  | Rs.
(TO BE CARRIED TO SUMMRY OF BID PRICE)
|  | CONTRACTOR | [11 empty] | EXECUTIVE ENGINEER
HIGHWAYS DIVISION
SANGHAR

## Mir Hassan Mari 64
|  |  | (LETTER OF OFFER) | [14 empty] | (8) |  | 8 | ( | )
[8 empty] | Bid Reference No. |  |  | TC/G-55/ |  | 369 |  | Dated:- |  | 10.03.2017
Construction of link road from Ding Molvi Abdul Rehman road to Village Haji Mir Hassan Mari Mile 0/0-0/4+330 (0.90 Km)
To,
The Executive Engineer Highways Division Sanghar
Gentlemen,
1 |  | Having examined the Bidding Documents including Instructions to Bidders, Bidding Data, Conditions of Contract, Contract Data, Specifications, Drawings, if any, Schedule of Prices and Addenda for the execution of the above-named works, we, the undersigned, being a company doing business under the name of and address (as follows) and being duly incorporated under the laws of Pakistan hereby offer to execute and complete such works and remedy any defects therein in conformity with the said Documents including Addenda thereto for the Total Bid Price of Rs________________________ (Rupees ____________________________________________________ _________________________________) or such other sum as may be ascertained in accordance with the said Documents
2 |  | We understand that all the Schedules attached hereto form part of this Bid
3 |  | As security for due performance of the undertakings and obligations of this Bid, we submit herewith a Bid Security in the shape of Call Deposit for amounting Rs._______________ (Rupees_________________________ ___________________) issued from _________________________________________________ pledged in your favour and valid for a period of twenty eight ( 28 ) days beyond the period of validity of Bid
4 |  | We undertake, if our Bid is accepted, to commence the Works and to deliver and complete the Works comprised in the Contract within the time(s) stated in Contract Data
5 |  | We agree to abide by this Bid for the period of ( 90 ) days from the date fixed for receiving the same and it shall remain binding upon us and may be accepted at any time before the expiration of that period
6 |  | Unless and until a formal Agreement is prepared and executed, this Bid, together with your written acceptance thereof, shall constitute a binding contract between us
7 |  | We undertake, if our Bid is accepted, to execute the Performance Security referred to in Conditions of Contract for the due performance of the Contract
8 |  | We understand that you are not bound to accept the lowest or any bid you may receive
9 |  | We do hereby declare that the Bid is made without any collusion, comparison of figures or arrangement with any other person or persons making a bid for the Works
Dated:- | [10 empty] | Signature:
Name of Bidder in Block Capitals:
Seal:
Address:
Issued to M/s
[7 empty] | Vide D.R.No. | [5 empty] | Dated:-
[7 empty] | and charged Rs. | [6 empty] | as Tender Fee.
MEMORANDUM
a). |  | General Description: | [5 empty] | Construction of link road from Ding Molvi Abdul Rehman road to Village Haji Mir Hassan Mari Mile 0/0-0/4+330 (0.90 Km)
b). |  | Estimated Cost: | [6 empty] | Rs. | 6.494 | (M)
c). |  | Earnest Money: | [6 empty] | Rs. | 324700 | /-
d). |  | Time allowed for completion: | [6 empty] | 18 | Months
e). |  | Percentage to be deducted from contractors’ bills: | [5 empty] | 3% as Security Deposit & 7.50% as Income Tax (NTN holders) Any other Taxes / Levies, if notified by the Government.
EXECUTIVE ENGINEER
HIGHWAYS DIVISION
SANGHAR
SUMMARY OF BID PRICES
Bill No. |  |  | Description | [9 empty] | Total Amount (Rs)
|  |  | A. Road Work | [9 empty] | Rs.
|  |  | B. Culverts & Bridges | [9 empty] | Rs.
|  |  | Total Bid Price (A+B):- | [9 empty] | Rs.
(In words Rupees
CONTRACTOR
SCHEDULE - A TO BID
SCHEDULE OF PRICES (BOQ)
(Description and rate of Items based on Composite Schedule of Rates)
A. | ROAD WORK:-
ITEM |  | QUANTITIES |  |  | DECSRIPTION | [6 empty] | RATE |  | UNIT |  | AMOUNT
1 |  |  |  |  | FORMATION
Earth work for road embankment by bulldozers including ploughing mixing clod breaking dressing & compacting with optimum moisture contents lead up to 100’ & lift up to 5’ in ordinary soil accept rock.
|  | 137290 |  | Cft | a). | Compaction upto 85% Density | [5 empty] | 3656.23 |  | %0 Cft. |  | 501963
|  | 42800 |  | Cft | b). | Compaction 95-100% Density | [5 empty] | 6190.17 |  | %0 Cft. |  | 264939
2 |  |  |  |  | SUB BASE COURSE
Preparing Sub-Base Course by supplying and spreading stone metal 1 ½ “-2” gauge of approved quality from approved quarry in required thickness 6” in two layers (each 3” layers) to proper camber & grade i/c hand packing filling voids with 10 Cft Screening and non-plastic quarry of approved quality and gauge from approved source watering and compacting to achieve 98-100% density as per Modified AASHO Specifications. Rate i/c all cost of materials T&P & carriage upto site of work etc complete.
|  | 18400 |  | Cft | [7 empty] | 10885.6 |  | %Cft. |  | 2002950
3 |  |  |  |  | BRICK ON END EDGING
Lyaing brick on end edging i/c supplying 9”x4 ½ “x3” Ist Class burnt bricks from kiln to site of work, excavation for laying edging with Small Side parallel to the road. Rate includes all cost of materials T&P & carriage up to site of work etc complete.
|  | 5900 |  | Rft | [7 empty] | 2886.25 |  | %Rft. |  | 170289
4 |  |  |  |  | BASE COURSE
Preparing Base Course i/c supplying and spreading stone metal of approved quality properly graded to maximum size of 1-½” in required thickness to proper camber and grade i/c supplying & spreading 15 cft: screenings and non plastic quarry fines filling depressions with stone metal after initial rolling including watering and compacting the same so as to achieve 100% density as per Modified AASHO specification. This i/c providing and using templates camber plates screens from as directed. Rate including all cost of materials T&P & carriage up to site of work etc complete.
|  | 18400 |  | Cft | [7 empty] | 12006.4 |  | %Cft. |  | 2209178
ITEM |  | QUANTITIES |  |  | DECSRIPTION | [6 empty] | RATE |  | UNIT |  | AMOUNT
5 |  |  |  |  | TRIPPLE SURFACE TREATMENT
Providing 3 coats of surface dressing on new or existing surface with (40+25+14)=79 Ibs of Bitumen per % Sft of 80/100 penetration from N.R. Karachi and (5.5+2.75+1.50)=9.75 Cft crush bajri size 3/4”-1/2”,1/2”-3/8” and 3/8”-1/8” respectively per % Sft from Jam Shoro quarry to site of work i/c cleaning the road surface i/c rolling with power roller etc complete (Each coat will be provided and rolled separately).
|  | 36700 |  | Sft | [7 empty] | 4349.55 |  | %Sft. |  | 1596285
[5 empty] | Amount of Schedule Items | [9 empty] | Rs. | 6745604
[5 empty] | Add / Deduct ________% Above / Below of rates of CSR | [9 empty] | Rs.
[5 empty] | Ded: difference cost of Bitumen 12.94 Tons | [9 empty] | Rs. | 386388 |  |  |  | 12.94
[5 empty] | @ Rs.29860.0 Per Ton.This item will be paid | [14 empty] | 29860
without premium.
[12 empty] | TOTAL (A) :- |  |  | Rs.
(TO BE CARRIED TO SUMMRY OF BID PRICE)
|  | CONTRACTOR | [11 empty] | EXECUTIVE ENGINEER
HIGHWAYS DIVISION
SANGHAR

## Sultan Bhanojo 75
|  |  | (LETTER OF OFFER) | [13 empty] | (9) |  | 9 | ( | )
[7 empty] | Bid Reference No. |  |  | TC/G-55/ |  | 369 |  | Dated:- |  | 10.03.2017
Reconditioning of link road from Shahdadpur – PTC Barhoon road to Village Sultan Bhanoojo mile 0/0-0/1 (0.20 Km)
To,
The Executive Engineer Highways Division Sanghar
Gentlemen,
1 |  | Having examined the Bidding Documents including Instructions to Bidders, Bidding Data, Conditions of Contract, Contract Data, Specifications, Drawings, if any, Schedule of Prices and Addenda for the execution of the above-named works, we, the undersigned, being a company doing business under the name of and address (as follows) and being duly incorporated under the laws of Pakistan hereby offer to execute and complete such works and remedy any defects therein in conformity with the said Documents including Addenda thereto for the Total Bid Price of Rs________________________ (Rupees ____________________________________________________ _________________________________) or such other sum as may be ascertained in accordance with the said Documents
2 |  | We understand that all the Schedules attached hereto form part of this Bid
3 |  | As security for due performance of the undertakings and obligations of this Bid, we submit herewith a Bid Security in the shape of Call Deposit for amounting Rs._______________ (Rupees_________________________ ___________________) issued from _________________________________________________ pledged in your favour and valid for a period of twenty eight ( 28 ) days beyond the period of validity of Bid
4 |  | We undertake, if our Bid is accepted, to commence the Works and to deliver and complete the Works comprised in the Contract within the time(s) stated in Contract Data
5 |  | We agree to abide by this Bid for the period of ( 90 ) days from the date fixed for receiving the same and it shall remain binding upon us and may be accepted at any time before the expiration of that period
6 |  | Unless and until a formal Agreement is prepared and executed, this Bid, together with your written acceptance thereof, shall constitute a binding contract between us
7 |  | We undertake, if our Bid is accepted, to execute the Performance Security referred to in Conditions of Contract for the due performance of the Contract
8 |  | We understand that you are not bound to accept the lowest or any bid you may receive
9 |  | We do hereby declare that the Bid is made without any collusion, comparison of figures or arrangement with any other person or persons making a bid for the Works
Dated:- | [9 empty] | Signature:
Name of Bidder in Block Capitals:
Seal:
Address:
Issued to M/s
[6 empty] | Vide D.R.No. | [5 empty] | Dated:-
[6 empty] | and charged Rs. | [6 empty] | as Tender Fee.
MEMORANDUM
a). |  | General Description: |  |  |  |  | Reconditioning of link road from Shahdadpur – PTC Barhoon road to Village Sultan Bhanoojo mile 0/0-0/1 (0.20 Km)
b). |  | Estimated Cost: | [5 empty] | Rs. | 1.661 | (M)
c). |  | Earnest Money: | [5 empty] | Rs. | 83100 | /-
d). |  | Time allowed for completion: | [5 empty] | 18 | Months
e). |  | Percentage to be deducted from contractors’ bills: |  |  |  |  | 3% as Security Deposit & 7.50% as Income Tax (NTN holders) Any other Taxes / Levies, if notified by the Government.
EXECUTIVE ENGINEER
HIGHWAYS DIVISION
SANGHAR
SUMMARY OF BID PRICES
Bill No. |  |  | Description | [8 empty] | Total Amount (Rs)
|  |  | A. Road Work | [8 empty] | Rs.
|  |  | B. Culverts & Bridges | [8 empty] | Rs.
|  |  | Total Bid Price (A+B):- | [8 empty] | Rs.
(In words Rupees
CONTRACTOR
SCHEDULE - A TO BID
SCHEDULE OF PRICES (BOQ)
(Description and rate of Items based on Composite Schedule of Rates)
A. | ROAD WORK:-
ITEM |  | QUANTITIES |  |  | DECSRIPTION | [5 empty] | RATE |  | UNIT |  | AMOUNT
1 |  |  |  |  | BRICK ON END EDGING
Lyaing brick on end edging i/c supplying 9”x4 ½ “x3” Ist Class burnt bricks from kiln to site of work, excavation for laying edging with Small Side parallel to the road. Rate includes all cost of materials T&P & carriage up to site of work etc complete.
|  | 1320 |  | Rft | [6 empty] | 2711.5 |  | %Rft. |  | 35792
2 |  |  |  |  | BASE COURSE
Preparing Base Course i/c supplying and spreading stone metal of approved quality properly graded to maximum size of 1-½” in required thickness to proper camber and grade i/c supplying & spreading 15 cft: screenings and non plastic quarry fines filling depressions with stone metal after initial rolling including watering and compacting the same so as to achieve 100% density as per Modified AASHO specification. This i/c providing and using templates camber plates screens from as directed. Rate including all cost of materials T&P & carriage up to site of work etc complete.
|  | 4079 |  | Cft | [6 empty] | 10078.87 |  | %Cft. |  | 411117
5 |  |  |  |  | 1st COAT
Providing 1st coats of surface dressing on new or existing surface with 30 lbs of bitumen of 80-100 penetration & 4.0 Cft crush bajri of 3/8-3/4” guage including cleaning to road surfacte rolling etc complete. Rate includes all cost of materials T&P charges and carriage up to site of work.
|  | 8158 |  | Sft | [6 empty] | 1653.07 |  | %Sft. |  | 134857
6 |  |  |  |  | 1" THICK CARPET
Providing 1 1/2” thick (consolidated) pre-mixed carpet in proper camber & grade i/c supply 15 Cft crush bajri and 5cft hill sand of approved quality and guage & 67 lbs of bitumen of 80/100 penetration including mixing in mechanical mixture in required proportion and heating the material & cleaning the road surface. Rate includes all cost of material T&P and carriage up to site of work.
|  | 8158 |  | Sft | [6 empty] | 4551.21 |  | %Sft. |  | 371288
4 |  |  |  |  | EARTH WORK ON BERMS
Earth Work on embankment from barrow pits I/c laying 6" in layers clod breaking dressing etc complete, lead upto 100' & lift upto 5' ( In ordinary soil )
|  | 48180 |  | Cft | W.E.L | [5 empty] | 8681.43 |  | %0 Cft. |  | 418271
[5 empty] | Amount of Schedule Items | [8 empty] | Rs. | 1371325
[5 empty] | Add / Deduct ________% Above / Below of rates of CSR | [8 empty] | Rs.
[5 empty] | Ded:difference cost of Bitumen 3.53 Tons | [8 empty] | Rs. | 105406 |  |  |  | 3.53 |  | 1.09 | 2.44
[5 empty] | @ Rs.29860.0 Per Ton.This item will be paid | [13 empty] | 29860
without premium.
[11 empty] | TOTAL (A) :- |  |  | Rs.
(TO BE CARRIED TO SUMMRY OF BID PRICE)
|  | CONTRACTOR | [10 empty] | EXECUTIVE ENGINEER
HIGHWAYS DIVISION
SANGHAR
SCHEDULE OF PRICES (BOQ)
(Description and rate of Items based on Composite Schedule of Rates)
B. | CULVERTS & BRIDGES
ITEM |  | QUANTITIES |  |  | DECSRIPTION | [5 empty] | RATE |  | UNIT |  | AMOUNT
1 |  |  |  |  | PACCA BRICK WORK
Pacca brick work in foundation and plinth in cement sand mortar ratio 1:6.
|  | 375 |  | Cft | [6 empty] | 12501.41 |  | %Cft. |  | 46880
2 |  |  |  |  | BRICK ON EDGING
Brick on edge flooring in1:6 cement mortar in ben 3/4" thick in cement mortar.
|  | 68 |  | Sft | [6 empty] | 5256.63 |  | %Sft. |  | 3575
3 |  |  |  |  | CEMENT PLASTER
Cement plaster 1:3 upto 20' height 1/2" thick
|  | 264 |  | Sft | [6 empty] | 2344.59 |  | %Sft. |  | 6190
4 |  |  |  |  | FABRICATION
Fabrication of mild steel re-inforcement for cement concrete including cutting bending laying in position making joints and fastening including cost of bending wire also i/c removal of rust from bars).
|  | 5.22 |  | CWt | [6 empty] | 4820.2 |  | P.CWt |  | 25161
5 |  |  |  |  | CEMENT CONCRETE PLAIN
Cement concrete plain i/c placing compacting finishing and curring complete i/c screening and washing of stone aggregate without shuttering Ratio 1:2:4:
|  | 75 |  | Cft | [6 empty] | 14429.25 |  | %Cft. |  | 10822
6 |  |  |  |  | R.C.C. WORK
RCC work i/c all labor and material except the cost of steel reinforcement and its labor for binding & bending which will be paid separately. This rate also includes all kinds of forms moulds lifting, shuttering curing rendering and finishing the exposed surface i/c screening and washing of shingle i/c RCC work in roof slab beams columns rafts, lintels and other structural main bars, laid in position complete in all respects Ratio 1:2:4.
|  | 81 |  | Cft | [6 empty] | 337 |  | P. Cft. |  | 27297
[5 empty] | Amount of Schedule Items (01 No. Culvert) | [8 empty] | Rs. | 119925
[5 empty] | Total Cost of Schedule Items (02 Nos. Culverts) | [8 empty] | Rs. | 239850 |  |  |  | 2
[5 empty] | Add / Deduct ________% Above / Below of rates of CSR | [8 empty] | Rs.
[11 empty] | TOTAL (B) :- |  |  | Rs.
(TO BE CARRIED TO SUMMRY OF BID PRICE)
|  | CONTRACTOR | [10 empty] | EXECUTIVE ENGINEER
HIGHWAYS DIVISION
SANGHAR

## Jam Khan Zardari 70
|  |  | (LETTER OF OFFER) | [14 empty] | (10) |  | 10 | ( | )
[8 empty] | Bid Reference No. |  |  | TC/G-55/ |  | 369 |  | Dated:- |  | 10.03.2017
Construction of link road from Sarhari Saeedabad Alam Khan Zardari road to village Sardar Khan Zardari via Jam Khan Zardari mile 0/0-0/5
To,
The Executive Engineer Highways Division Sanghar
Gentlemen,
1 |  | Having examined the Bidding Documents including Instructions to Bidders, Bidding Data, Conditions of Contract, Contract Data, Specifications, Drawings, if any, Schedule of Prices and Addenda for the execution of the above-named works, we, the undersigned, being a company doing business under the name of and address (as follows) and being duly incorporated under the laws of Pakistan hereby offer to execute and complete such works and remedy any defects therein in conformity with the said Documents including Addenda thereto for the Total Bid Price of Rs________________________ (Rupees ____________________________________________________ _________________________________) or such other sum as may be ascertained in accordance with the said Documents
2 |  | We understand that all the Schedules attached hereto form part of this Bid
3 |  | As security for due performance of the undertakings and obligations of this Bid, we submit herewith a Bid Security in the shape of Call Deposit for amounting Rs._______________ (Rupees_________________________ ___________________) issued from _________________________________________________ pledged in your favour and valid for a period of twenty eight ( 28 ) days beyond the period of validity of Bid
4 |  | We undertake, if our Bid is accepted, to commence the Works and to deliver and complete the Works comprised in the Contract within the time(s) stated in Contract Data
5 |  | We agree to abide by this Bid for the period of ( 90 ) days from the date fixed for receiving the same and it shall remain binding upon us and may be accepted at any time before the expiration of that period
6 |  | Unless and until a formal Agreement is prepared and executed, this Bid, together with your written acceptance thereof, shall constitute a binding contract between us
7 |  | We undertake, if our Bid is accepted, to execute the Performance Security referred to in Conditions of Contract for the due performance of the Contract
8 |  | We understand that you are not bound to accept the lowest or any bid you may receive
9 |  | We do hereby declare that the Bid is made without any collusion, comparison of figures or arrangement with any other person or persons making a bid for the Works
Dated:- | [10 empty] | Signature:
Name of Bidder in Block Capitals:
Seal:
Address:
Issued to M/s
[7 empty] | Vide D.R.No. | [5 empty] | Dated:-
[7 empty] | and charged Rs. | [6 empty] | as Tender Fee.
MEMORANDUM
a). |  | General Description: | [5 empty] | Construction of link road from Sarhari Saeedabad Alam Khan Zardari road to village Sardar Khan Zardari via Jam Khan Zardari mile 0/0-0/5
b). |  | Estimated Cost: | [6 empty] | Rs. | 7.476 | (M)
c). |  | Earnest Money: | [6 empty] | Rs. | 373800 | /-
d). |  | Time allowed for completion: | [6 empty] | 18 | Months
e). |  | Percentage to be deducted from contractors’ bills: | [5 empty] | 3% as Security Deposit & 7.50% as Income Tax (NTN holders) Any other Taxes / Levies, if notified by the Government.
EXECUTIVE ENGINEER
HIGHWAYS DIVISION
SANGHAR
SUMMARY OF BID PRICES
Bill No. |  |  | Description | [9 empty] | Total Amount (Rs)
|  |  | A. Road Work | [9 empty] | Rs.
|  |  | B. Culverts & Bridges | [9 empty] | Rs.
|  |  | Total Bid Price (A+B):- | [9 empty] | Rs.
(In words Rupees
CONTRACTOR
SCHEDULE - A TO BID
SCHEDULE OF PRICES (BOQ)
(Description and rate of Items based on Composite Schedule of Rates)
A. | ROAD WORK:-
ITEM |  | QUANTITIES |  |  | DECSRIPTION | [6 empty] | RATE |  | UNIT |  | AMOUNT
1 |  |  |  |  | FORMATION
Earth work for road embankment by bulldozers including ploughing mixing clod breaking dressing & compacting with optimum moisture contents lead up to 100’ & lift up to 5’ in ordinary soil accept rock.
|  | 198194 |  | Cft | a). | Compaction upto 85% Density | [5 empty] | 3656.23 |  | %0 Cft. |  | 724643
|  | 47586 |  | Cft | b). | Compaction 95-100% Density | [5 empty] | 6190.17 |  | %0 Cft. |  | 294565
2 |  |  |  |  | SUB BASE COURSE
Preparing Sub-Base Course by supplying and spreading stone metal 1 ½ “-2” gauge of approved quality from approved quarry in required thickness 6” in two layers (each 3” layers) to proper camber & grade i/c hand packing filling voids with 10 Cft Screening and non-plastic quarry of approved quality and gauge from approved source watering and compacting to achieve 98-100% density as per Modified AASHO Specifications. Rate i/c all cost of materials T&P & carriage upto site of work etc complete.
|  | 20394 |  | Cft | [7 empty] | 10000.95 |  | %Cft. |  | 2039594
3 |  |  |  |  | BRICK ON END EDGING
Lyaing brick on end edging i/c supplying 9”x4 ½ “x3” Ist Class burnt bricks from kiln to site of work, excavation for laying edging with Small Side parallel to the road. Rate includes all cost of materials T&P & carriage up to site of work etc complete.
|  | 6600 |  | Rft | [7 empty] | 2802.9 |  | %Rft. |  | 184991
4 |  |  |  |  | BASE COURSE
Preparing Base Course i/c supplying and spreading stone metal of approved quality properly graded to maximum size of 1-½” in required thickness to proper camber and grade i/c supplying & spreading 15 cft: screenings and non plastic quarry fines filling depressions with stone metal after initial rolling including watering and compacting the same so as to achieve 100% density as per Modified AASHO specification. This i/c providing and using templates camber plates screens from as directed. Rate including all cost of materials T&P & carriage up to site of work etc complete.
|  | 20394 |  | Cft | [7 empty] | 11090.85 |  | %Cft. |  | 2261868
ITEM |  | QUANTITIES |  |  | DECSRIPTION | [6 empty] | RATE |  | UNIT |  | AMOUNT
5 |  |  |  |  | TRIPPLE SURFACE TREATMENT
Providing 3 coats of surface dressing on new or existing surface with (40+25+14)=79 Ibs of Bitumen per % Sft of 80/100 penetration from N.R. Karachi and (5.5+2.75+1.50)=9.75 Cft crush bajri size 3/4”-1/2”,1/2”-3/8” and 3/8”-1/8” respectively per % Sft from Jam Shoro quarry to site of work i/c cleaning the road surface i/c rolling with power roller etc complete (Each coat will be provided and rolled separately).
|  | 40788 |  | Sft | [7 empty] | 4275.62 |  | %Sft. |  | 1743940
[5 empty] | Amount of Schedule Items | [9 empty] | Rs. | 7249601
[5 empty] | Add / Deduct ________% Above / Below of rates of CSR | [9 empty] | Rs.
[5 empty] | Ded: difference cost of Bitumen 14.39 Tons | [9 empty] | Rs. | 429685 |  |  |  | 14.39
[5 empty] | @ Rs.29860.0 Per Ton.This item will be paid | [14 empty] | 29860
without premium.
[12 empty] | TOTAL (A) :- |  |  | Rs.
(TO BE CARRIED TO SUMMRY OF BID PRICE)
|  | CONTRACTOR | [11 empty] | EXECUTIVE ENGINEER
HIGHWAYS DIVISION
SANGHAR
SCHEDULE OF PRICES (BOQ)
(Description and rate of Items based on Composite Schedule of Rates)
B. | CULVERTS & BRIDGES
ITEM |  | QUANTITIES |  |  | DECSRIPTION | [6 empty] | RATE |  | UNIT |  | AMOUNT
1 |  |  |  |  | EXCAVATION
Excavation in foundation of Building Bridges, and other structures i/c dag belling, dressing refilling around structures with excavated earth watering reaming lead upto one chain & lift upto 5’ in ordinary soil.
|  | 1770 |  | Cft | [7 empty] | 3176.25 |  | %Cft. |  | 5622
2 |  |  |  |  | CEMENT CONCRETE BRICK
Cement concrete brick or stone ballast 1-1/2" to 2" gauge ratio 1:4:8
|  | 225 |  | Cft | [7 empty] | 9416.28 |  | %Cft. |  | 21187
3 |  |  |  |  | PACCA BRICK WORK
Pacca brick work in foundation and plinth in cement sand mortar ratio 1:6.
|  | 375 |  | Cft | [7 empty] | 12501.41 |  | %Cft. |  | 46880
4 |  |  |  |  | BRICK ON EDGING
Brick on edge flooring in1:6 cement mortar in ben 3/4" thick in cement mortar.
|  | 68 |  | Sft | [7 empty] | 5256.63 |  | %Sft. |  | 3574
5 |  |  |  |  | CEMENT PLASTER
Cement plaster 1:3 upto 20' height 1/2" thick
|  | 264 |  | Sft | [7 empty] | 2344.59 |  | %Sft. |  | 6190
6 |  |  |  |  | FABRICATION
Fabrication of mild steel re-inforcement for cement concrete including cutting bending laying in position making joints and fastening including cost of bending wire also i/c removal of rust from bars).
|  | 5.22 |  | CWt | [7 empty] | 4820.2 |  | P.CWt |  | 25161
7 |  |  |  |  | CEMENT CONCRETE PLAIN
Cement concrete plain i/c placing compacting finishing and curring complete i/c screening and washing of stone aggregate without shuttering Ratio 1:2:4:
|  | 75 |  | Cft | [7 empty] | 14429.25 |  | %Cft. |  | 10822
ITEM |  | QUANTITIES |  |  | DECSRIPTION | [6 empty] | RATE |  | UNIT |  | AMOUNT
8 |  |  |  |  | R.C.C. WORK
RCC work i/c all labor and material except the cost of steel reinforcement and its labor for binding & bending which will be paid separately. This rate also includes all kinds of forms moulds lifting, shuttering curing rendering and finishing the exposed surface i/c screening and washing of shingle i/c RCC work in roof slab beams columns rafts, lintels and other structural main bars, laid in position complete in all respects Ratio 1:2:4.
|  | 81 |  | Cft | [7 empty] | 337 |  | P. Cft. |  | 27297
9 |  |  |  |  | S / S & FILLING
S/S and filling sand pit or canal of approved sources of supply required section as directed by Engineer Inchagre.
|  | 505 |  | Cft | [7 empty] | 900 |  | %Cft. |  | 4545
[5 empty] | Amount of Schedule Items (01 No. Culvert) | [9 empty] | Rs. | 151278
[5 empty] | Total Cost of Schedule Items (01 Nos. Culverts) | [9 empty] | Rs. | 151278 |  |  |  | 1
[5 empty] | Add / Deduct ________% Above / Below of rates of CSR | [9 empty] | Rs.
[12 empty] | TOTAL (B) :- |  |  | Rs.
(TO BE CARRIED TO SUMMRY OF BID PRICE)
|  | CONTRACTOR | [11 empty] | EXECUTIVE ENGINEER
HIGHWAYS DIVISION
SANGHAR

## Ameer Bux Umrani 71
|  |  | (LETTER OF OFFER) | [14 empty] | (11) |  | 11 | ( | )
[8 empty] | Bid Reference No. |  |  | TC/G-55/ |  | 369 |  | Dated:- |  | 10.03.2017
Construction of link road from Shahpur Chakar Ameer Bux Umrani House to Jan Muhammad Dahri mile 0/0-0/5 (1.00 km)
To,
The Executive Engineer Highways Division Sanghar
Gentlemen,
1 |  | Having examined the Bidding Documents including Instructions to Bidders, Bidding Data, Conditions of Contract, Contract Data, Specifications, Drawings, if any, Schedule of Prices and Addenda for the execution of the above-named works, we, the undersigned, being a company doing business under the name of and address (as follows) and being duly incorporated under the laws of Pakistan hereby offer to execute and complete such works and remedy any defects therein in conformity with the said Documents including Addenda thereto for the Total Bid Price of Rs________________________ (Rupees ____________________________________________________ _________________________________) or such other sum as may be ascertained in accordance with the said Documents
2 |  | We understand that all the Schedules attached hereto form part of this Bid
3 |  | As security for due performance of the undertakings and obligations of this Bid, we submit herewith a Bid Security in the shape of Call Deposit for amounting Rs._______________ (Rupees_________________________ ___________________) issued from _________________________________________________ pledged in your favour and valid for a period of twenty eight ( 28 ) days beyond the period of validity of Bid
4 |  | We undertake, if our Bid is accepted, to commence the Works and to deliver and complete the Works comprised in the Contract within the time(s) stated in Contract Data
5 |  | We agree to abide by this Bid for the period of ( 90 ) days from the date fixed for receiving the same and it shall remain binding upon us and may be accepted at any time before the expiration of that period
6 |  | Unless and until a formal Agreement is prepared and executed, this Bid, together with your written acceptance thereof, shall constitute a binding contract between us
7 |  | We undertake, if our Bid is accepted, to execute the Performance Security referred to in Conditions of Contract for the due performance of the Contract
8 |  | We understand that you are not bound to accept the lowest or any bid you may receive
9 |  | We do hereby declare that the Bid is made without any collusion, comparison of figures or arrangement with any other person or persons making a bid for the Works
Dated:- | [10 empty] | Signature:
Name of Bidder in Block Capitals:
Seal:
Address:
Issued to M/s
[7 empty] | Vide D.R.No. | [5 empty] | Dated:-
[7 empty] | and charged Rs. | [6 empty] | as Tender Fee.
MEMORANDUM
a). |  | General Description: | [5 empty] | Construction of link road from Shahpur Chakar Ameer Bux Umrani House to Jan Muhammad Dahri mile 0/0-0/5 (1.00 km)
b). |  | Estimated Cost: | [6 empty] | Rs. | 8.537 | (M)
c). |  | Earnest Money: | [6 empty] | Rs. | 426900 | /-
d). |  | Time allowed for completion: | [6 empty] | 18 | Months
e). |  | Percentage to be deducted from contractors’ bills: | [5 empty] | 3% as Security Deposit & 7.50% as Income Tax (NTN holders) Any other Taxes / Levies, if notified by the Government.
EXECUTIVE ENGINEER
HIGHWAYS DIVISION
SANGHAR
SUMMARY OF BID PRICES
Bill No. |  |  | Description | [9 empty] | Total Amount (Rs)
|  |  | A. Road Work | [9 empty] | Rs.
|  |  | B. Culverts & Bridges | [9 empty] | Rs.
|  |  | Total Bid Price (A+B):- | [9 empty] | Rs.
(In words Rupees
CONTRACTOR
SCHEDULE - A TO BID
SCHEDULE OF PRICES (BOQ)
(Description and rate of Items based on Composite Schedule of Rates)
A. | ROAD WORK:-
ITEM |  | QUANTITIES |  |  | DECSRIPTION | [6 empty] | RATE |  | UNIT |  | AMOUNT
1 |  |  |  |  | FORMATION
Earth work for road embankment by bulldozers including ploughing mixing clod breaking dressing & compacting with optimum moisture contents lead up to 100’ & lift up to 5’ in ordinary soil accept rock.
|  | 97840 |  | Cft | a). | Compaction upto 85% Density W.E.L | [5 empty] | 8681.43 |  | %0 Cft. |  | 849391
|  | 47586 |  | Cft | b). | Compaction 95-100% Density W.E.L | [5 empty] | 11215.37 |  | %0 Cft. |  | 533695
2 |  |  |  |  | SUB BASE COURSE
Preparing Sub-Base Course by supplying and spreading stone metal 1 ½ “-2” gauge of approved quality from approved quarry in required thickness 6” in two layers (each 3” layers) to proper camber & grade i/c hand packing filling voids with 10 Cft Screening and non-plastic quarry of approved quality and gauge from approved source watering and compacting to achieve 98-100% density as per Modified AASHO Specifications. Rate i/c all cost of materials T&P & carriage upto site of work etc complete.
|  | 20394 |  | Cft | [7 empty] | 9581.91 |  | %Cft. |  | 1954134
3 |  |  |  |  | BRICK ON END EDGING
Lyaing brick on end edging i/c supplying 9”x4 ½ “x3” Ist Class burnt bricks from kiln to site of work, excavation for laying edging with Small Side parallel to the road. Rate includes all cost of materials T&P & carriage up to site of work etc complete.
|  | 6600 |  | Rft | [7 empty] | 2719.54 |  | %Rft. |  | 179489
4 |  |  |  |  | BASE COURSE
Preparing Base Course i/c supplying and spreading stone metal of approved quality properly graded to maximum size of 1-½” in required thickness to proper camber and grade i/c supplying & spreading 15 cft: screenings and non plastic quarry fines filling depressions with stone metal after initial rolling including watering and compacting the same so as to achieve 100% density as per Modified AASHO specification. This i/c providing and using templates camber plates screens from as directed. Rate including all cost of materials T&P & carriage up to site of work etc complete.
|  | 20394 |  | Cft | [7 empty] | 10657.15 |  | %Cft. |  | 2173419
ITEM |  | QUANTITIES |  |  | DECSRIPTION | [6 empty] | RATE |  | UNIT |  | AMOUNT
5 |  |  |  |  | 1st COAT
Providing 1st coats of surface dressing on new or existing surface with 30 lbs of bitumen of 80-100 penetration & 4.0 Cft crush bajri of 3/8-3/4” guage including cleaning to road surfacte rolling etc complete. Rate includes all cost of materials T&P charges and carriage up to site of work.
|  | 40788 |  | Sft | [7 empty] | 1670.27 |  | %Sft. |  | 681269
6 |  |  |  |  | 1" THICK CARPET
Providing 1 1/2” thick (consolidated) pre-mixed carpet in proper camber & grade i/c supply 15 Cft crush bajri and 5cft hill sand of approved quality and guage & 67 lbs of bitumen of 80/100 penetration including mixing in mechanical mixture in required proportion and heating the material & cleaning the road surface. Rate includes all cost of material T&P and carriage up to site of work.
|  | 40788 |  | Sft | [7 empty] | 4609.42 |  | %Sft. |  | 1880090
[5 empty] | Amount of Schedule Items | [9 empty] | Rs. | 8251487
[5 empty] | Add / Deduct ________% Above / Below of rates of CSR | [9 empty] | Rs.
[5 empty] | Ded:difference cost of Bitumen 17.66 Tons | [9 empty] | Rs. | 527328 |  |  |  | 17.66 |  | 5.46 | 12.2
[5 empty] | @ Rs.29860.0 Per Ton.This item will be paid | [14 empty] | 29860
without premium.
[12 empty] | TOTAL (A) :- |  |  | Rs.
(TO BE CARRIED TO SUMMRY OF BID PRICE)
|  | CONTRACTOR | [11 empty] | EXECUTIVE ENGINEER
HIGHWAYS DIVISION
SANGHAR
SCHEDULE OF PRICES (BOQ)
(Description and rate of Items based on Composite Schedule of Rates)
B. | CULVERTS & BRIDGES
ITEM |  | QUANTITIES |  |  | DECSRIPTION | [6 empty] | RATE |  | UNIT |  | AMOUNT
1 |  |  |  |  | EXCAVATION
Excavation in foundation of Building Bridges, and other structures i/c dag belling, dressing refilling around structures with excavated earth watering reaming lead upto one chain & lift upto 5’ in ordinary soil.
|  | 1278 |  | Cft | [7 empty] | 3176.25 |  | %Cft. |  | 4059
2 |  |  |  |  | CEMENT CONCRETE BRICK
Cement concrete brick or stone ballast 1-1/2" to 2" gauge ratio 1:4:8
|  | 172 |  | Cft | [7 empty] | 9416.28 |  | %Cft. |  | 16196
3 |  |  |  |  | PACCA BRICK WORK
Pacca brick work in foundation and plinth in cement sand mortar ratio 1:6.
|  | 301 |  | Cft | [7 empty] | 12501.41 |  | %Cft. |  | 37629
4 |  |  |  |  | BRICK ON EDGING
Brick on edge flooring in1:6 cement mortar in ben 3/4" thick in cement mortar.
|  | 50 |  | Sft | [7 empty] | 5256.63 |  | %Sft. |  | 2628
5 |  |  |  |  | CEMENT PLASTER
Cement plaster 1:3 upto 20' height 1/2" thick
|  | 214 |  | Sft | [7 empty] | 2344.59 |  | %Sft. |  | 5017
6 |  |  |  |  | FABRICATION
Fabrication of mild steel re-inforcement for cement concrete including cutting bending laying in position making joints and fastening including cost of bending wire also i/c removal of rust from bars).
|  | 3.74 |  | CWt | [7 empty] | 4820.2 |  | P.CWt |  | 18027
7 |  |  |  |  | CEMENT CONCRETE PLAIN
Cement concrete plain i/c placing compacting finishing and curring complete i/c screening and washing of stone aggregate without shuttering Ratio 1:2:4:
|  | 58 |  | Cft | [7 empty] | 14429.25 |  | %Cft. |  | 8369
ITEM |  | QUANTITIES |  |  | DECSRIPTION | [6 empty] | RATE |  | UNIT |  | AMOUNT
8 |  |  |  |  | R.C.C. WORK
RCC work i/c all labor and material except the cost of steel reinforcement and its labor for binding & bending which will be paid separately. This rate also includes all kinds of forms moulds lifting, shuttering curing rendering and finishing the exposed surface i/c screening and washing of shingle i/c RCC work in roof slab beams columns rafts, lintels and other structural main bars, laid in position complete in all respects Ratio 1:2:4.
|  | 59 |  | Cft | [7 empty] | 337 |  | P. Cft. |  | 19883
9 |  |  |  |  | S / S & FILLING
S/S and filling sand pit or canal of approved sources of supply required section as directed by Engineer Inchagre.
|  | 367 |  | Cft | [7 empty] | 900 |  | %Cft. |  | 3303
[5 empty] | Amount of Schedule Items (01 No. Culvert) | [9 empty] | Rs. | 115111
[5 empty] | Total Cost of Schedule Items (02 Nos. Culverts) | [9 empty] | Rs. | 230222 |  |  |  | 2
[5 empty] | Add / Deduct ________% Above / Below of rates of CSR | [9 empty] | Rs.
[12 empty] | TOTAL (B) :- |  |  | Rs.
(TO BE CARRIED TO SUMMRY OF BID PRICE)
|  | CONTRACTOR | [11 empty] | EXECUTIVE ENGINEER
HIGHWAYS DIVISION
SANGHAR

## Khuda Ram Brohi 77
|  |  | (LETTER OF OFFER) | [14 empty] | (12) |  | 12 | ( | )
[8 empty] | Bid Reference No. |  |  | TC/G-55/ |  | 369 |  | Dated:- |  | 10.03.2017
Construction of link road from Shahdadpur Gupchani Gul Khan Umrani road to Village Khuda Ram Brohi mile0/0-0/1+100’ (0.25 Km)
To,
The Executive Engineer Highways Division Sanghar
Gentlemen,
1 |  | Having examined the Bidding Documents including Instructions to Bidders, Bidding Data, Conditions of Contract, Contract Data, Specifications, Drawings, if any, Schedule of Prices and Addenda for the execution of the above-named works, we, the undersigned, being a company doing business under the name of and address (as follows) and being duly incorporated under the laws of Pakistan hereby offer to execute and complete such works and remedy any defects therein in conformity with the said Documents including Addenda thereto for the Total Bid Price of Rs________________________ (Rupees ____________________________________________________ _________________________________) or such other sum as may be ascertained in accordance with the said Documents
2 |  | We understand that all the Schedules attached hereto form part of this Bid
3 |  | As security for due performance of the undertakings and obligations of this Bid, we submit herewith a Bid Security in the shape of Call Deposit for amounting Rs._______________ (Rupees_________________________ ___________________) issued from _________________________________________________ pledged in your favour and valid for a period of twenty eight ( 28 ) days beyond the period of validity of Bid
4 |  | We undertake, if our Bid is accepted, to commence the Works and to deliver and complete the Works comprised in the Contract within the time(s) stated in Contract Data
5 |  | We agree to abide by this Bid for the period of ( 90 ) days from the date fixed for receiving the same and it shall remain binding upon us and may be accepted at any time before the expiration of that period
6 |  | Unless and until a formal Agreement is prepared and executed, this Bid, together with your written acceptance thereof, shall constitute a binding contract between us
7 |  | We undertake, if our Bid is accepted, to execute the Performance Security referred to in Conditions of Contract for the due performance of the Contract
8 |  | We understand that you are not bound to accept the lowest or any bid you may receive
9 |  | We do hereby declare that the Bid is made without any collusion, comparison of figures or arrangement with any other person or persons making a bid for the Works
Dated:- | [10 empty] | Signature:
Name of Bidder in Block Capitals:
Seal:
Address:
Issued to M/s
[7 empty] | Vide D.R.No. | [5 empty] | Dated:-
[7 empty] | and charged Rs. | [6 empty] | as Tender Fee.
MEMORANDUM
a). |  | General Description: | [5 empty] | Construction of link road from Shahdadpur Gupchani Gul Khan Umrani road to Village Khuda Ram Brohi mile0/0-0/1+100’ (0.25 Km)
b). |  | Estimated Cost: | [6 empty] | Rs. | 1.996 | (M)
c). |  | Earnest Money: | [6 empty] | Rs. | 99800 | /-
d). |  | Time allowed for completion: | [6 empty] | 18 | Months
e). |  | Percentage to be deducted from contractors’ bills: | [5 empty] | 3% as Security Deposit & 7.50% as Income Tax (NTN holders) Any other Taxes / Levies, if notified by the Government.
EXECUTIVE ENGINEER
HIGHWAYS DIVISION
SANGHAR
SUMMARY OF BID PRICES
Bill No. |  |  | Description | [9 empty] | Total Amount (Rs)
|  |  | A. Road Work | [9 empty] | Rs.
|  |  | B. Culverts & Bridges | [9 empty] | Rs.
|  |  | Total Bid Price (A+B):- | [9 empty] | Rs.
(In words Rupees
CONTRACTOR
SCHEDULE - A TO BID
SCHEDULE OF PRICES (BOQ)
(Description and rate of Items based on Composite Schedule of Rates)
A. | ROAD WORK:-
ITEM |  | QUANTITIES |  |  | DECSRIPTION | [6 empty] | RATE |  | UNIT |  | AMOUNT
1 |  |  |  |  | FORMATION
Earth work for road embankment by bulldozers including ploughing mixing clod breaking dressing & compacting with optimum moisture contents lead up to 100’ & lift up to 5’ in ordinary soil accept rock.
|  | 5807 |  | Cft | a). | Compaction upto 85% Density W.E.L | [5 empty] | 8681.43 |  | %0 Cft. |  | 50413
|  | 1442 |  | Cft | b). | Compaction 95-100% Density W.E.L | [5 empty] | 11215.37 |  | %0 Cft. |  | 16173
|  | 38128 |  | Cft | c). | Compaction upto 85% Density W.O.L | [5 empty] | 3656.23 |  | %0 Cft. |  | 139405
|  | 1442 |  | Cft | d). | Compaction 95-100% Density W.O.L | [5 empty] | 6190.17 |  | %0 Cft. |  | 8926
2 |  |  |  |  | SUB BASE COURSE
Preparing Sub-Base Course by supplying and spreading stone metal 1 ½ “-2” gauge of approved quality from approved quarry in required thickness 6” in two layers (each 3” layers) to proper camber & grade i/c hand packing filling voids with 10 Cft Screening and non-plastic quarry of approved quality and gauge from approved source watering and compacting to achieve 98-100% density as per Modified AASHO Specifications. Rate i/c all cost of materials T&P & carriage upto site of work etc complete.
|  | 4697 |  | Cft | [7 empty] | 9442.22 |  | %Cft. |  | 443501
3 |  |  |  |  | BRICK ON END EDGING
Lyaing brick on end edging i/c supplying 9”x4 ½ “x3” Ist Class burnt bricks from kiln to site of work, excavation for laying edging with Small Side parallel to the road. Rate includes all cost of materials T&P & carriage up to site of work etc complete.
|  | 1520 |  | Rft | [7 empty] | 2823.74 |  | %Rft. |  | 42921
4 |  |  |  |  | BASE COURSE
Preparing Base Course i/c supplying and spreading stone metal of approved quality properly graded to maximum size of 1-½” in required thickness to proper camber and grade i/c supplying & spreading 15 cft: screenings and non plastic quarry fines filling depressions with stone metal after initial rolling including watering and compacting the same so as to achieve 100% density as per Modified AASHO specification. This i/c providing and using templates camber plates screens from as directed. Rate including all cost of materials T&P & carriage up to site of work etc complete.
|  | 4697 |  | Cft | [7 empty] | 10512.58 |  | %Cft. |  | 493776
ITEM |  | QUANTITIES |  |  | DECSRIPTION | [6 empty] | RATE |  | UNIT |  | AMOUNT
5 |  |  |  |  | 1st COAT
Providing 1st coats of surface dressing on new or existing surface with 30 lbs of bitumen of 80-100 penetration & 4.0 Cft crush bajri of 3/8-3/4” guage including cleaning to road surfacte rolling etc complete. Rate includes all cost of materials T&P charges and carriage up to site of work.
|  | 9394 |  | Sft | [7 empty] | 1667.27 |  | %Sft. |  | 156623
6 |  |  |  |  | 1" THICK CARPET
Providing 1 1/2” thick (consolidated) pre-mixed carpet in proper camber & grade i/c supply 15 Cft crush bajri and 5cft hill sand of approved quality and guage & 67 lbs of bitumen of 80/100 penetration including mixing in mechanical mixture in required proportion and heating the material & cleaning the road surface. Rate includes all cost of material T&P and carriage up to site of work.
|  | 9394 |  | Sft | [7 empty] | 4598.12 |  | %Sft. |  | 431947
[5 empty] | Amount of Schedule Items | [9 empty] | Rs. | 1783685
[5 empty] | Add / Deduct ________% Above / Below of rates of CSR | [9 empty] | Rs.
[5 empty] | Ded:difference cost of Bitumen 4.07 Tons | [9 empty] | Rs. | 121530 |  |  |  | 4.07 |  | 1.26 | 2.81
[5 empty] | @ Rs.29860.0 Per Ton.This item will be paid | [14 empty] | 29860
without premium.
[12 empty] | TOTAL (A) :- |  |  | Rs.
(TO BE CARRIED TO SUMMRY OF BID PRICE)
|  | CONTRACTOR | [11 empty] | EXECUTIVE ENGINEER
HIGHWAYS DIVISION
SANGHAR
SCHEDULE OF PRICES (BOQ)
(Description and rate of Items based on Composite Schedule of Rates)
B. | CULVERTS & BRIDGES
ITEM |  | QUANTITIES |  |  | DECSRIPTION | [6 empty] | RATE |  | UNIT |  | AMOUNT
1 |  |  |  |  | EXCAVATION
Excavation in foundation of Building Bridges, and other structures i/c dag belling, dressing refilling around structures with excavated earth watering reaming lead upto one chain & lift upto 5’ in ordinary soil.
|  | 1552 |  | Cft | [7 empty] | 3176.25 |  | %Cft. |  | 4930
2 |  |  |  |  | CEMENT CONCRETE BRICK
Cement concrete brick or stone ballast 1-1/2" to 2" gauge ratio 1:4:8
|  | 204 |  | Cft | [7 empty] | 9416.28 |  | %Cft. |  | 19209
3 |  |  |  |  | PACCA BRICK WORK
Pacca brick work in foundation and plinth in cement sand mortar ratio 1:6.
|  | 346 |  | Cft | [7 empty] | 12501.41 |  | %Cft. |  | 43255
4 |  |  |  |  | BRICK ON EDGING
Brick on edge flooring in1:6 cement mortar in ben 3/4" thick in cement mortar.
|  | 61 |  | Sft | [7 empty] | 5256.63 |  | %Sft. |  | 3206
5 |  |  |  |  | CEMENT PLASTER
Cement plaster 1:3 upto 20' height 1/2" thick
|  | 244 |  | Sft | [7 empty] | 2344.59 |  | %Sft. |  | 5721
6 |  |  |  |  | FABRICATION
Fabrication of mild steel re-inforcement for cement concrete including cutting bending laying in position making joints and fastening including cost of bending wire also i/c removal of rust from bars).
|  | 4.63 |  | CWt | [7 empty] | 4820.2 |  | P.CWt |  | 22318
7 |  |  |  |  | CEMENT CONCRETE PLAIN
Cement concrete plain i/c placing compacting finishing and curring complete i/c screening and washing of stone aggregate without shuttering Ratio 1:2:4:
|  | 69 |  | Cft | [7 empty] | 14429.25 |  | %Cft. |  | 9956
ITEM |  | QUANTITIES |  |  | DECSRIPTION | [6 empty] | RATE |  | UNIT |  | AMOUNT
8 |  |  |  |  | R.C.C. WORK
RCC work i/c all labor and material except the cost of steel reinforcement and its labor for binding & bending which will be paid separately. This rate also includes all kinds of forms moulds lifting, shuttering curing rendering and finishing the exposed surface i/c screening and washing of shingle i/c RCC work in roof slab beams columns rafts, lintels and other structural main bars, laid in position complete in all respects Ratio 1:2:4.
|  | 72 |  | Cft | [7 empty] | 337 |  | P. Cft. |  | 24264
9 |  |  |  |  | S / S & FILLING
S/S and filling sand pit or canal of approved sources of supply required section as directed by Engineer Inchagre.
|  | 470 |  | Cft | [7 empty] | 900 |  | %Cft. |  | 4230
[5 empty] | Amount of Schedule Items (01 No. Culvert) | [9 empty] | Rs. | 137089
[5 empty] | Total Cost of Schedule Items (01 Nos. Culverts) | [9 empty] | Rs. | 137089 |  |  |  | 1
[5 empty] | Add / Deduct ________% Above / Below of rates of CSR | [9 empty] | Rs.
[12 empty] | TOTAL (B) :- |  |  | Rs.
(TO BE CARRIED TO SUMMRY OF BID PRICE)
|  | CONTRACTOR | [11 empty] | EXECUTIVE ENGINEER
HIGHWAYS DIVISION
SANGHAR

## Abdul Haq Umrani 78
|  |  | (LETTER OF OFFER) | [14 empty] | (13) |  | 13 | ( | )
[8 empty] | Bid Reference No. |  |  | TC/G-55/ |  | 369 |  | Dated:- |  | 10.03.2017
Construction of link road from Gul Khan Umrani road Via village Asadullah Palh via Abdul Haq Umrani mile 0/0-0/3 (0.60 Km)
To,
The Executive Engineer Highways Division Sanghar
Gentlemen,
1 |  | Having examined the Bidding Documents including Instructions to Bidders, Bidding Data, Conditions of Contract, Contract Data, Specifications, Drawings, if any, Schedule of Prices and Addenda for the execution of the above-named works, we, the undersigned, being a company doing business under the name of and address (as follows) and being duly incorporated under the laws of Pakistan hereby offer to execute and complete such works and remedy any defects therein in conformity with the said Documents including Addenda thereto for the Total Bid Price of Rs________________________ (Rupees ____________________________________________________ _________________________________) or such other sum as may be ascertained in accordance with the said Documents
2 |  | We understand that all the Schedules attached hereto form part of this Bid
3 |  | As security for due performance of the undertakings and obligations of this Bid, we submit herewith a Bid Security in the shape of Call Deposit for amounting Rs._______________ (Rupees_________________________ ___________________) issued from _________________________________________________ pledged in your favour and valid for a period of twenty eight ( 28 ) days beyond the period of validity of Bid
4 |  | We undertake, if our Bid is accepted, to commence the Works and to deliver and complete the Works comprised in the Contract within the time(s) stated in Contract Data
5 |  | We agree to abide by this Bid for the period of ( 90 ) days from the date fixed for receiving the same and it shall remain binding upon us and may be accepted at any time before the expiration of that period
6 |  | Unless and until a formal Agreement is prepared and executed, this Bid, together with your written acceptance thereof, shall constitute a binding contract between us
7 |  | We undertake, if our Bid is accepted, to execute the Performance Security referred to in Conditions of Contract for the due performance of the Contract
8 |  | We understand that you are not bound to accept the lowest or any bid you may receive
9 |  | We do hereby declare that the Bid is made without any collusion, comparison of figures or arrangement with any other person or persons making a bid for the Works
Dated:- | [10 empty] | Signature:
Name of Bidder in Block Capitals:
Seal:
Address:
Issued to M/s
[7 empty] | Vide D.R.No. | [5 empty] | Dated:-
[7 empty] | and charged Rs. | [6 empty] | as Tender Fee.
MEMORANDUM
a). |  | General Description: | [5 empty] | Construction of link road from Gul Khan Umrani road Via village Asadullah Palh via Abdul Haq Umrani mile 0/0-0/3 (0.60 Km)
b). |  | Estimated Cost: | [6 empty] | Rs. | 6.496 | (M)
c). |  | Earnest Money: | [6 empty] | Rs. | 324800 | /-
d). |  | Time allowed for completion: | [6 empty] | 18 | Months
e). |  | Percentage to be deducted from contractors’ bills: | [5 empty] | 3% as Security Deposit & 7.50% as Income Tax (NTN holders) Any other Taxes / Levies, if notified by the Government.
EXECUTIVE ENGINEER
HIGHWAYS DIVISION
SANGHAR
SUMMARY OF BID PRICES
Bill No. |  |  | Description | [9 empty] | Total Amount (Rs)
|  |  | A. Road Work | [9 empty] | Rs.
|  |  | B. Bridges | [9 empty] | Rs.
|  |  | C. Culverts | [9 empty] | Rs.
|  |  | Total Bid Price (A+B+C):- | [9 empty] | Rs.
(In words Rupees
CONTRACTOR
SCHEDULE - A TO BID
SCHEDULE OF PRICES (BOQ)
(Description and rate of Items based on Composite Schedule of Rates)
A. | ROAD WORK:-
ITEM |  | QUANTITIES |  |  | DECSRIPTION | [6 empty] | RATE |  | UNIT |  | AMOUNT
1 |  |  |  |  | FORMATION
Earth work for road embankment by bulldozers including ploughing mixing clod breaking dressing & compacting with optimum moisture contents lead up to 100’ & lift up to 5’ in ordinary soil accept rock.
|  | 103907 |  | Cft | a). | Compaction upto 85% Density W.E.L | [5 empty] | 8681.43 |  | %0 Cft. |  | 902061
|  | 23793 |  | Cft | b). | Compaction 95-100% Density W.E.L | [5 empty] | 11215.37 |  | %0 Cft. |  | 266847
|  | 19769 |  | Cft | c). | Compaction upto 85% Density W.O.L | [5 empty] | 3656.23 |  | %0 Cft. |  | 72280
|  | 4759 |  | Cft | d). | Compaction 95-100% Density W.O.L | [5 empty] | 6190.17 |  | %0 Cft. |  | 29459
2 |  |  |  |  | SUB BASE COURSE
Preparing Sub-Base Course by supplying and spreading stone metal 1 ½ “-2” gauge of approved quality from approved quarry in required thickness 6” in two layers (each 3” layers) to proper camber & grade i/c hand packing filling voids with 10 Cft Screening and non-plastic quarry of approved quality and gauge from approved source watering and compacting to achieve 98-100% density as per Modified AASHO Specifications. Rate i/c all cost of materials T&P & carriage upto site of work etc complete.
|  | 12236 |  | Cft | [7 empty] | 9488.78 |  | %Cft. |  | 1161047
3 |  |  |  |  | BRICK ON END EDGING
Lyaing brick on end edging i/c supplying 9”x4 ½ “x3” Ist Class burnt bricks from kiln to site of work, excavation for laying edging with Small Side parallel to the road. Rate includes all cost of materials T&P & carriage up to site of work etc complete.
|  | 3960 |  | Rft | [7 empty] | 2668.34 |  | %Rft. |  | 105666
4 |  |  |  |  | BASE COURSE
Preparing Base Course i/c supplying and spreading stone metal of approved quality properly graded to maximum size of 1-½” in required thickness to proper camber and grade i/c supplying & spreading 15 cft: screenings and non plastic quarry fines filling depressions with stone metal after initial rolling including watering and compacting the same so as to achieve 100% density as per Modified AASHO specification. This i/c providing and using templates camber plates screens from as directed. Rate including all cost of materials T&P & carriage up to site of work etc complete.
|  | 12236 |  | Cft | [7 empty] | 10560.77 |  | %Cft. |  | 1292216
ITEM |  | QUANTITIES |  |  | DECSRIPTION | [6 empty] | RATE |  | UNIT |  | AMOUNT
5 |  |  |  |  | 1st COAT
Providing 1st coats of surface dressing on new or existing surface with 30 lbs of bitumen of 80-100 penetration & 4.0 Cft crush bajri of 3/8-3/4” guage including cleaning to road surfacte rolling etc complete. Rate includes all cost of materials T&P charges and carriage up to site of work.
|  | 24473 |  | Sft | [7 empty] | 1668.7 |  | %Sft. |  | 408380
6 |  |  |  |  | 1" THICK CARPET
Providing 1 1/2” thick (consolidated) pre-mixed carpet in proper camber & grade i/c supply 15 Cft crush bajri and 5cft hill sand of approved quality and guage & 67 lbs of bitumen of 80/100 penetration including mixing in mechanical mixture in required proportion and heating the material & cleaning the road surface. Rate includes all cost of material T&P and carriage up to site of work.
|  | 24473 |  | Sft | [7 empty] | 4602.97 |  | %Sft. |  | 1126485
[5 empty] | Amount of Schedule Items | [9 empty] | Rs. | 5364441
[5 empty] | Add / Deduct ________% Above / Below of rates of CSR | [9 empty] | Rs.
[5 empty] | Ded:difference cost of Bitumen 10.6 Tons | [9 empty] | Rs. | 316516 |  |  |  | 10.6 |  | 3.28 | 7.32
[5 empty] | @ Rs.29860.0 Per Ton.This item will be paid | [14 empty] | 29860
without premium.
[12 empty] | TOTAL (A) :- |  |  | Rs.
(TO BE CARRIED TO SUMMRY OF BID PRICE)
|  | CONTRACTOR | [11 empty] | EXECUTIVE ENGINEER
HIGHWAYS DIVISION
SANGHAR
SCHEDULE OF PRICES (BOQ)
(Description and rate of Items based on Composite Schedule of Rates)
B. | BRIDGES
ITEM |  | QUANTITIES |  |  | DECSRIPTION | [6 empty] | RATE |  | UNIT |  | AMOUNT
1 |  |  |  |  | EXCAVATION
Excavation in foundation of Building Bridges, and other structures i/c dag belling, dressing refilling around structures with excavated earth watering reaming lead upto one chain & lift upto 5’ in ordinary soil.
|  | 4360 |  | Cft | [7 empty] | 3176.25 |  | %Cft. |  | 13848
2 |  |  |  |  | CEMENT CONCRETE BRICK
Cement concrete brick or stone ballast 1-1/2" to 2" gauge ratio 1:4:8
|  | 624 |  | Cft | [7 empty] | 9416.28 |  | %Cft. |  | 58758
3 |  |  |  |  | PACCA BRICK WORK
Pacca brick work in foundation and plinth in cement sand mortar ratio 1:6.
|  | 2117 |  | Cft | [7 empty] | 12501.41 |  | %Cft. |  | 264655
4 |  |  |  |  | ERRECTION
Errection of removel cement centering for RCC Plain CC work vertical (Part a Wood)
|  | 230 |  | Sft | [7 empty] | 3127.41 |  | %Sft. |  | 7193
5 |  |  |  |  | CEMENT PLASTER
Cement plaster 1:3 upto 20' height 1/2" thick
|  | 539 |  | Sft | [7 empty] | 2344.59 |  | %Sft. |  | 12637
6 |  |  |  |  | FABRICATION
Fabrication of mild steel re-inforcement for cement concrete including cutting bending laying in position making joints and fastening including cost of bending wire also i/c removal of rust from bars).
|  | 35.92 |  | CWt | [7 empty] | 5001.7 |  | P.CWt |  | 179661
7 |  |  |  |  | CEMENT CONCRETE PLAIN
Cement concrete plain i/c placing compacting finishing and curring complete i/c screening and washing of stone aggregate without shuttering Ratio 1:2:4:
|  | 420 |  | Cft | [7 empty] | 14429.25 |  | %Cft. |  | 60603
ITEM |  | QUANTITIES |  |  | DECSRIPTION | [6 empty] | RATE |  | UNIT |  | AMOUNT
8 |  |  |  |  | R.C.C. WORK
RCC work i/c all labor and material except the cost of steel reinforcement and its labor for binding & bending which will be paid separately. This rate also includes all kinds of forms moulds lifting, shuttering curing rendering and finishing the exposed surface i/c screening and washing of shingle i/c RCC work in roof slab beams columns rafts, lintels and other structural main bars, laid in position complete in all respects Ratio 1:2:4.
|  | 596 |  | Cft | [7 empty] | 337 |  | P. Cft. |  | 200852
[5 empty] | Amount of Schedule Items (01 No. Bridge) | [9 empty] | Rs. | 798207
[5 empty] | Total Cost of Schedule Items (01 Nos. Bridge) | [9 empty] | Rs. | 798207 |  |  |  | 1
[5 empty] | Add / Deduct ________% Above / Below of rates of CSR | [9 empty] | Rs.
[12 empty] | TOTAL (B) :- |  |  | Rs.
(TO BE CARRIED TO SUMMRY OF BID PRICE)
|  | CONTRACTOR | [11 empty] | EXECUTIVE ENGINEER
HIGHWAYS DIVISION
SANGHAR
SCHEDULE OF PRICES (BOQ)
(Description and rate of Items based on Composite Schedule of Rates)
C | CULVERTS
ITEM |  | QUANTITIES |  |  | DECSRIPTION | [6 empty] | RATE |  | UNIT |  | AMOUNT
1 |  |  |  |  | EXCAVATION
Excavation in foundation of Building Bridges, and other structures i/c dag belling, dressing refilling around structures with excavated earth watering reaming lead upto one chain & lift upto 5’ in ordinary soil.
|  | 1552 |  | Cft | [7 empty] | 3176.25 |  | %Cft. |  | 4930
2 |  |  |  |  | CEMENT CONCRETE BRICK
Cement concrete brick or stone ballast 1-1/2" to 2" gauge ratio 1:4:8
|  | 204 |  | Cft | [7 empty] | 9416.28 |  | %Cft. |  | 19209
3 |  |  |  |  | PACCA BRICK WORK
Pacca brick work in foundation and plinth in cement sand mortar ratio 1:6.
|  | 346 |  | Cft | [7 empty] | 12501.41 |  | %Cft. |  | 43255
4 |  |  |  |  | BRICK ON EDGING
Brick on edge flooring in1:6 cement mortar in ben 3/4" thick in cement mortar.
|  | 61 |  | Sft | [7 empty] | 5256.63 |  | %Sft. |  | 3206
5 |  |  |  |  | CEMENT PLASTER
Cement plaster 1:3 upto 20' height 1/2" thick
|  | 244 |  | Sft | [7 empty] | 2344.59 |  | %Sft. |  | 5721
6 |  |  |  |  | FABRICATION
Fabrication of mild steel re-inforcement for cement concrete including cutting bending laying in position making joints and fastening including cost of bending wire also i/c removal of rust from bars).
|  | 4.4 |  | CWt | [7 empty] | 4820.2 |  | P.CWt |  | 21209
7 |  |  |  |  | CEMENT CONCRETE PLAIN
Cement concrete plain i/c placing compacting finishing and curring complete i/c screening and washing of stone aggregate without shuttering Ratio 1:2:4:
|  | 69 |  | Cft | [7 empty] | 14429.25 |  | %Cft. |  | 9956
ITEM |  | QUANTITIES |  |  | DECSRIPTION | [6 empty] | RATE |  | UNIT |  | AMOUNT
8 |  |  |  |  | R.C.C. WORK
RCC work i/c all labor and material except the cost of steel reinforcement and its labor for binding & bending which will be paid separately. This rate also includes all kinds of forms moulds lifting, shuttering curing rendering and finishing the exposed surface i/c screening and washing of shingle i/c RCC work in roof slab beams columns rafts, lintels and other structural main bars, laid in position complete in all respects Ratio 1:2:4.
|  | 72 |  | Cft | [7 empty] | 337 |  | P. Cft. |  | 24264
9 |  |  |  |  | S / S & FILLING
S/S and filling sand pit or canal of approved sources of supply required section as directed by Engineer Inchagre.
|  | 470 |  | Cft | [7 empty] | 900 |  | %Cft. |  | 4230
[5 empty] | Amount of Schedule Items (01 No. Culvert) | [9 empty] | Rs. | 135980
[5 empty] | Total Cost of Schedule Items (01 Nos. Culverts) | [9 empty] | Rs. | 135980 |  |  |  | 1
[5 empty] | Add / Deduct ________% Above / Below of rates of CSR | [9 empty] | Rs.
[12 empty] | TOTAL (B) :- |  |  | Rs.
(TO BE CARRIED TO SUMMRY OF BID PRICE)
|  | CONTRACTOR | [11 empty] | EXECUTIVE ENGINEER
HIGHWAYS DIVISION
SANGHAR

## Moula Bux Zardari 80
|  |  | (LETTER OF OFFER) | [14 empty] | (14) |  | 14 | ( | )
[8 empty] | Bid Reference No. |  |  | TC/G-55/ |  | 369 |  | Dated:- |  | 10.03.2017
Construction of link road from Karimdad Khitchi road to Village Moula Bux Zardari 0/0-0/5+440’
To,
The Executive Engineer Highways Division Sanghar
Gentlemen,
1 |  | Having examined the Bidding Documents including Instructions to Bidders, Bidding Data, Conditions of Contract, Contract Data, Specifications, Drawings, if any, Schedule of Prices and Addenda for the execution of the above-named works, we, the undersigned, being a company doing business under the name of and address (as follows) and being duly incorporated under the laws of Pakistan hereby offer to execute and complete such works and remedy any defects therein in conformity with the said Documents including Addenda thereto for the Total Bid Price of Rs________________________ (Rupees ____________________________________________________ _________________________________) or such other sum as may be ascertained in accordance with the said Documents
2 |  | We understand that all the Schedules attached hereto form part of this Bid
3 |  | As security for due performance of the undertakings and obligations of this Bid, we submit herewith a Bid Security in the shape of Call Deposit for amounting Rs._______________ (Rupees_________________________ ___________________) issued from _________________________________________________ pledged in your favour and valid for a period of twenty eight ( 28 ) days beyond the period of validity of Bid
4 |  | We undertake, if our Bid is accepted, to commence the Works and to deliver and complete the Works comprised in the Contract within the time(s) stated in Contract Data
5 |  | We agree to abide by this Bid for the period of ( 90 ) days from the date fixed for receiving the same and it shall remain binding upon us and may be accepted at any time before the expiration of that period
6 |  | Unless and until a formal Agreement is prepared and executed, this Bid, together with your written acceptance thereof, shall constitute a binding contract between us
7 |  | We undertake, if our Bid is accepted, to execute the Performance Security referred to in Conditions of Contract for the due performance of the Contract
8 |  | We understand that you are not bound to accept the lowest or any bid you may receive
9 |  | We do hereby declare that the Bid is made without any collusion, comparison of figures or arrangement with any other person or persons making a bid for the Works
Dated:- | [10 empty] | Signature:
Name of Bidder in Block Capitals:
Seal:
Address:
Issued to M/s
[7 empty] | Vide D.R.No. | [5 empty] | Dated:-
[7 empty] | and charged Rs. | [6 empty] | as Tender Fee.
MEMORANDUM
a). |  | General Description: | [5 empty] | Construction of link road from Karimdad Khitchi road to Village Moula Bux Zardari 0/0-0/5+440’
b). |  | Estimated Cost: | [6 empty] | Rs. | 9.909 | (M)
c). |  | Earnest Money: | [6 empty] | Rs. | 495500 | /-
d). |  | Time allowed for completion: | [6 empty] | 18 | Months
e). |  | Percentage to be deducted from contractors’ bills: | [5 empty] | 3% as Security Deposit & 7.50% as Income Tax (NTN holders) Any other Taxes / Levies, if notified by the Government.
EXECUTIVE ENGINEER
HIGHWAYS DIVISION
SANGHAR
SUMMARY OF BID PRICES
Bill No. |  |  | Description | [9 empty] | Total Amount (Rs)
|  |  | A. Road Work | [9 empty] | Rs.
|  |  | B. Culverts & Bridges | [9 empty] | Rs.
|  |  | Total Bid Price (A+B):- | [9 empty] | Rs.
(In words Rupees
CONTRACTOR
SCHEDULE - A TO BID
SCHEDULE OF PRICES (BOQ)
(Description and rate of Items based on Composite Schedule of Rates)
A. | ROAD WORK:-
ITEM |  | QUANTITIES |  |  | DECSRIPTION | [6 empty] | RATE |  | UNIT |  | AMOUNT
1 |  |  |  |  | FORMATION
Earth work for road embankment by bulldozers including ploughing mixing clod breaking dressing & compacting with optimum moisture contents lead up to 100’ & lift up to 5’ in ordinary soil accept rock.
|  | 36180 |  | Cft | a). | Compaction upto 85% Density W.E.L | [5 empty] | 8681.43 |  | %0 Cft. |  | 314094
|  | 6345 |  | Cft | b). | Compaction 95-100% Density W.E.L | [5 empty] | 11215.37 |  | %0 Cft. |  | 71162
|  | 263122 |  | Cft | c). | Compaction upto 85% Density W.O.L | [5 empty] | 3656.23 |  | %0 Cft. |  | 962035
|  | 47586 |  | Cft | d). | Compaction 95-100% Density W.O.L | [5 empty] | 6190.17 |  | %0 Cft. |  | 294565
2 |  |  |  |  | SUB BASE COURSE
Preparing Sub-Base Course by supplying and spreading stone metal 1 ½ “-2” gauge of approved quality from approved quarry in required thickness 6” in two layers (each 3” layers) to proper camber & grade i/c hand packing filling voids with 10 Cft Screening and non-plastic quarry of approved quality and gauge from approved source watering and compacting to achieve 98-100% density as per Modified AASHO Specifications. Rate i/c all cost of materials T&P & carriage upto site of work etc complete.
|  | 23113 |  | Cft | [7 empty] | 9349.1 |  | %Cft. |  | 2160857
3 |  |  |  |  | BRICK ON END EDGING
Lyaing brick on end edging i/c supplying 9”x4 ½ “x3” Ist Class burnt bricks from kiln to site of work, excavation for laying edging with Small Side parallel to the road. Rate includes all cost of materials T&P & carriage up to site of work etc complete.
|  | 7480 |  | Rft | [7 empty] | 2802.9 |  | %Rft. |  | 209657
4 |  |  |  |  | BASE COURSE
Preparing Base Course i/c supplying and spreading stone metal of approved quality properly graded to maximum size of 1-½” in required thickness to proper camber and grade i/c supplying & spreading 15 cft: screenings and non plastic quarry fines filling depressions with stone metal after initial rolling including watering and compacting the same so as to achieve 100% density as per Modified AASHO specification. This i/c providing and using templates camber plates screens from as directed. Rate including all cost of materials T&P & carriage up to site of work etc complete.
|  | 23113 |  | Cft | [7 empty] | 10416.2 |  | %Cft. |  | 2407496
ITEM |  | QUANTITIES |  |  | DECSRIPTION | [6 empty] | RATE |  | UNIT |  | AMOUNT
5 |  |  |  |  | 1st COAT
Providing 1st coats of surface dressing on new or existing surface with 30 lbs of bitumen of 80-100 penetration & 4.0 Cft crush bajri of 3/8-3/4” guage including cleaning to road surfacte rolling etc complete. Rate includes all cost of materials T&P charges and carriage up to site of work.
|  | 46226 |  | Sft | [7 empty] | 1663.1 |  | %Sft. |  | 768785
6 |  |  |  |  | 1" THICK CARPET
Providing 1 1/2” thick (consolidated) pre-mixed carpet in proper camber & grade i/c supply 15 Cft crush bajri and 5cft hill sand of approved quality and guage & 67 lbs of bitumen of 80/100 penetration including mixing in mechanical mixture in required proportion and heating the material & cleaning the road surface. Rate includes all cost of material T&P and carriage up to site of work.
|  | 46226 |  | Sft | [7 empty] | 4585.17 |  | %Sft. |  | 2119540
[5 empty] | Amount of Schedule Items | [9 empty] | Rs. | 9308191
[5 empty] | Add / Deduct ________% Above / Below of rates of CSR | [9 empty] | Rs.
[5 empty] | Ded:difference cost of Bitumen 20.02 Tons | [9 empty] | Rs. | 597797 |  |  |  | 20.02 |  | 6.19 | 13.83
[5 empty] | @ Rs.29860.0 Per Ton.This item will be paid | [14 empty] | 29860
without premium.
[12 empty] | TOTAL (A) :- |  |  | Rs.
(TO BE CARRIED TO SUMMRY OF BID PRICE)
|  | CONTRACTOR | [11 empty] | EXECUTIVE ENGINEER
HIGHWAYS DIVISION
SANGHAR
SCHEDULE OF PRICES (BOQ)
(Description and rate of Items based on Composite Schedule of Rates)
B. | CULVERTS & BRIDGES
ITEM |  | QUANTITIES |  |  | DECSRIPTION | [6 empty] | RATE |  | UNIT |  | AMOUNT
1 |  |  |  |  | EXCAVATION
Excavation in foundation of Building Bridges, and other structures i/c dag belling, dressing refilling around structures with excavated earth watering reaming lead upto one chain & lift upto 5’ in ordinary soil.
|  | 1770 |  | Cft | [7 empty] | 3176.25 |  | %Cft. |  | 5622
2 |  |  |  |  | CEMENT CONCRETE BRICK
Cement concrete brick or stone ballast 1-1/2" to 2" gauge ratio 1:4:8
|  | 225 |  | Cft | [7 empty] | 9416.28 |  | %Cft. |  | 21187
3 |  |  |  |  | PACCA BRICK WORK
Pacca brick work in foundation and plinth in cement sand mortar ratio 1:6.
|  | 490 |  | Cft | [7 empty] | 12501.41 |  | %Cft. |  | 61257
4 |  |  |  |  | BRICK ON EDGING
Brick on edge flooring in1:6 cement mortar in ben 3/4" thick in cement mortar.
|  | 68 |  | Sft | [7 empty] | 5256.63 |  | %Sft. |  | 3574
5 |  |  |  |  | CEMENT PLASTER
Cement plaster 1:3 upto 20' height 1/2" thick
|  | 264 |  | Sft | [7 empty] | 2344.59 |  | %Sft. |  | 6190
6 |  |  |  |  | FABRICATION
Fabrication of mild steel re-inforcement for cement concrete including cutting bending laying in position making joints and fastening including cost of bending wire also i/c removal of rust from bars).
|  | 5.22 |  | CWt | [7 empty] | 4820.2 |  | P.CWt |  | 25161
7 |  |  |  |  | CEMENT CONCRETE PLAIN
Cement concrete plain i/c placing compacting finishing and curring complete i/c screening and washing of stone aggregate without shuttering Ratio 1:2:4:
|  | 75 |  | Cft | [7 empty] | 14429.25 |  | %Cft. |  | 10822
ITEM |  | QUANTITIES |  |  | DECSRIPTION | [6 empty] | RATE |  | UNIT |  | AMOUNT
8 |  |  |  |  | R.C.C. WORK
RCC work i/c all labor and material except the cost of steel reinforcement and its labor for binding & bending which will be paid separately. This rate also includes all kinds of forms moulds lifting, shuttering curing rendering and finishing the exposed surface i/c screening and washing of shingle i/c RCC work in roof slab beams columns rafts, lintels and other structural main bars, laid in position complete in all respects Ratio 1:2:4.
|  | 81 |  | Cft | [7 empty] | 337 |  | P. Cft. |  | 27297
9 |  |  |  |  | S / S & FILLING
S/S and filling sand pit or canal of approved sources of supply required section as directed by Engineer Inchagre.
|  | 505 |  | Cft | [7 empty] | 900 |  | %Cft. |  | 4545
[5 empty] | Amount of Schedule Items (01 No. Culvert) | [9 empty] | Rs. | 165655
[5 empty] | Total Cost of Schedule Items (03 Nos. Culverts) | [9 empty] | Rs. | 496965 |  |  |  | 3
[5 empty] | Add / Deduct ________% Above / Below of rates of CSR | [9 empty] | Rs.
[12 empty] | TOTAL (B) :- |  |  | Rs.
(TO BE CARRIED TO SUMMRY OF BID PRICE)
|  | CONTRACTOR | [11 empty] | EXECUTIVE ENGINEER
HIGHWAYS DIVISION
SANGHAR

## CC road Talhani 86
|  |  | (LETTER OF OFFER) | [14 empty] | (15) |  | 15 | ( | )
[8 empty] | Bid Reference No. |  |  | TC/G-55/ |  | 369 |  | Dated:- |  | 10.03.2017
Construction of link road from Hala Shahdadpur road to Various CC road to Village Muhammad Hassan Talhani mile0/0-0/1 (0.20 KM)
To,
The Executive Engineer Highways Division Sanghar
Gentlemen,
1 |  | Having examined the Bidding Documents including Instructions to Bidders, Bidding Data, Conditions of Contract, Contract Data, Specifications, Drawings, if any, Schedule of Prices and Addenda for the execution of the above-named works, we, the undersigned, being a company doing business under the name of and address (as follows) and being duly incorporated under the laws of Pakistan hereby offer to execute and complete such works and remedy any defects therein in conformity with the said Documents including Addenda thereto for the Total Bid Price of Rs________________________ (Rupees ____________________________________________________ _________________________________) or such other sum as may be ascertained in accordance with the said Documents
2 |  | We understand that all the Schedules attached hereto form part of this Bid
3 |  | As security for due performance of the undertakings and obligations of this Bid, we submit herewith a Bid Security in the shape of Call Deposit for amounting Rs._______________ (Rupees_________________________ ___________________) issued from _________________________________________________ pledged in your favour and valid for a period of twenty eight ( 28 ) days beyond the period of validity of Bid
4 |  | We undertake, if our Bid is accepted, to commence the Works and to deliver and complete the Works comprised in the Contract within the time(s) stated in Contract Data
5 |  | We agree to abide by this Bid for the period of ( 90 ) days from the date fixed for receiving the same and it shall remain binding upon us and may be accepted at any time before the expiration of that period
6 |  | Unless and until a formal Agreement is prepared and executed, this Bid, together with your written acceptance thereof, shall constitute a binding contract between us
7 |  | We undertake, if our Bid is accepted, to execute the Performance Security referred to in Conditions of Contract for the due performance of the Contract
8 |  | We understand that you are not bound to accept the lowest or any bid you may receive
9 |  | We do hereby declare that the Bid is made without any collusion, comparison of figures or arrangement with any other person or persons making a bid for the Works
Dated:- | [10 empty] | Signature:
Name of Bidder in Block Capitals:
Seal:
Address:
Issued to M/s
[7 empty] | Vide D.R.No. | [5 empty] | Dated:-
[7 empty] | and charged Rs. | [6 empty] | as Tender Fee.
MEMORANDUM
a). |  | General Description: | [5 empty] | Construction of link road from Hala Shahdadpur road to Various CC road to Village Muhammad Hassan Talhani mile0/0-0/1 (0.20 KM)
b). |  | Estimated Cost: | [6 empty] | Rs. | 1.092 | (M)
c). |  | Earnest Money: | [6 empty] | Rs. | 54600 | /-
d). |  | Time allowed for completion: | [6 empty] | 18 | Months
e). |  | Percentage to be deducted from contractors’ bills: | [5 empty] | 3% as Security Deposit & 7.50% as Income Tax (NTN holders) Any other Taxes / Levies, if notified by the Government.
EXECUTIVE ENGINEER
HIGHWAYS DIVISION
SANGHAR
SUMMARY OF BID PRICES
Bill No. |  |  | Description | [9 empty] | Total Amount (Rs)
|  |  | A. Road Work | [9 empty] | Rs.
|  |  | B. Culverts & Bridges | [9 empty] | Rs.
|  |  | Total Bid Price (A+B):- | [9 empty] | Rs.
(In words Rupees
CONTRACTOR
SCHEDULE - A TO BID
SCHEDULE OF PRICES (BOQ)
(Description and rate of Items based on Composite Schedule of Rates)
A. | ROAD WORK:-
ITEM |  | QUANTITIES |  |  | DECSRIPTION | [6 empty] | RATE |  | UNIT |  | AMOUNT
1 |  |  |  |  | FORMATION
Earth work for road embankment by bulldozers including ploughing mixing clod breaking dressing & compacting with optimum moisture contents lead up to 100’ & lift up to 5’ in ordinary soil accept rock.
|  | 3399 |  | Cft | a) | Compaction 95-100% Density | [5 empty] | 11215.37 |  | %0 Cft. |  | 38121
2 |  |  |  |  | CEMENT CONCRETE BRICK
Cement concrete brick or stone ballast 1-1/2" to 2" gauge ratio 1:4:8
|  | 3267 |  | Cft | [7 empty] | 9416.28 |  | %Cft. |  | 307630
3 |  |  |  |  | CEMENT CONCRETE PLAIN
Cement concrete plain i/c placing compacting finishing and curring complete i/c screening and washing of stone aggregate without shuttering Ratio 1:2:4:
|  | 3267 |  | Cft | [7 empty] | 14429.25 |  | %Cft. |  | 471404
[5 empty] | Amount of Schedule Items | [9 empty] | Rs. | 817155
[5 empty] | Add / Deduct ________% Above / Below of rates of CSR | [9 empty] | Rs.
[12 empty] | TOTAL (A) :- |  |  | Rs.
(TO BE CARRIED TO SUMMRY OF BID PRICE)
|  | CONTRACTOR | [11 empty] | EXECUTIVE ENGINEER
HIGHWAYS DIVISION
SANGHAR

## Bhoran Bhat 87
|  |  | (LETTER OF OFFER) | [14 empty] | (16) |  | 16 | ( | )
[8 empty] | Bid Reference No. |  |  | TC/G-55/ |  | 369 |  | Dated:- |  | 10.03.2017
Construction of link road from Shahdadpur Maldasi road to Village Bhoran Bhatt mile 0/0-0/1 (0.20 Km)
To,
The Executive Engineer Highways Division Sanghar
Gentlemen,
1 |  | Having examined the Bidding Documents including Instructions to Bidders, Bidding Data, Conditions of Contract, Contract Data, Specifications, Drawings, if any, Schedule of Prices and Addenda for the execution of the above-named works, we, the undersigned, being a company doing business under the name of and address (as follows) and being duly incorporated under the laws of Pakistan hereby offer to execute and complete such works and remedy any defects therein in conformity with the said Documents including Addenda thereto for the Total Bid Price of Rs________________________ (Rupees ____________________________________________________ _________________________________) or such other sum as may be ascertained in accordance with the said Documents
2 |  | We understand that all the Schedules attached hereto form part of this Bid
3 |  | As security for due performance of the undertakings and obligations of this Bid, we submit herewith a Bid Security in the shape of Call Deposit for amounting Rs._______________ (Rupees_________________________ ___________________) issued from _________________________________________________ pledged in your favour and valid for a period of twenty eight ( 28 ) days beyond the period of validity of Bid
4 |  | We undertake, if our Bid is accepted, to commence the Works and to deliver and complete the Works comprised in the Contract within the time(s) stated in Contract Data
5 |  | We agree to abide by this Bid for the period of ( 90 ) days from the date fixed for receiving the same and it shall remain binding upon us and may be accepted at any time before the expiration of that period
6 |  | Unless and until a formal Agreement is prepared and executed, this Bid, together with your written acceptance thereof, shall constitute a binding contract between us
7 |  | We undertake, if our Bid is accepted, to execute the Performance Security referred to in Conditions of Contract for the due performance of the Contract
8 |  | We understand that you are not bound to accept the lowest or any bid you may receive
9 |  | We do hereby declare that the Bid is made without any collusion, comparison of figures or arrangement with any other person or persons making a bid for the Works
Dated:- | [10 empty] | Signature:
Name of Bidder in Block Capitals:
Seal:
Address:
Issued to M/s
[7 empty] | Vide D.R.No. | [5 empty] | Dated:-
[7 empty] | and charged Rs. | [6 empty] | as Tender Fee.
MEMORANDUM
a). |  | General Description: | [5 empty] | Construction of link road from Shahdadpur Maldasi road to Village Bhoran Bhatt mile 0/0-0/1 (0.20 Km)
b). |  | Estimated Cost: | [6 empty] | Rs. | 1.726 | (M)
c). |  | Earnest Money: | [6 empty] | Rs. | 86300 | /-
d). |  | Time allowed for completion: | [6 empty] | 18 | Months
e). |  | Percentage to be deducted from contractors’ bills: | [5 empty] | 3% as Security Deposit & 7.50% as Income Tax (NTN holders) Any other Taxes / Levies, if notified by the Government.
EXECUTIVE ENGINEER
HIGHWAYS DIVISION
SANGHAR
SUMMARY OF BID PRICES
Bill No. |  |  | Description | [9 empty] | Total Amount (Rs)
|  |  | A. Road Work | [9 empty] | Rs.
|  |  | B. Culverts & Bridges | [9 empty] | Rs.
|  |  | Total Bid Price (A+B):- | [9 empty] | Rs.
(In words Rupees
CONTRACTOR
SCHEDULE - A TO BID
SCHEDULE OF PRICES (BOQ)
(Description and rate of Items based on Composite Schedule of Rates)
A. | ROAD WORK:-
ITEM |  | QUANTITIES |  |  | DECSRIPTION | [6 empty] | RATE |  | UNIT |  | AMOUNT
1 |  |  |  |  | FORMATION
Earth work for road embankment by bulldozers including ploughing mixing clod breaking dressing & compacting with optimum moisture contents lead up to 100’ & lift up to 5’ in ordinary soil accept rock.
|  | 12440 |  | Cft | a). | Compaction upto 85% Density W.E.L | [5 empty] | 9450.33 |  | %0 Cft. |  | 117562
|  | 9517 |  | Cft | b). | Compaction 95-100% Density W.E.L | [5 empty] | 11984.27 |  | %0 Cft. |  | 114054
2 |  |  |  |  | SUB BASE COURSE
Preparing Sub-Base Course by supplying and spreading stone metal 1 ½ “-2” gauge of approved quality from approved quarry in required thickness 6” in two layers (each 3” layers) to proper camber & grade i/c hand packing filling voids with 10 Cft Screening and non-plastic quarry of approved quality and gauge from approved source watering and compacting to achieve 98-100% density as per Modified AASHO Specifications. Rate i/c all cost of materials T&P & carriage upto site of work etc complete.
|  | 4759 |  | Cft | [7 empty] | 8743.81 |  | %Cft. |  | 416118
3 |  |  |  |  | BRICK ON END EDGING
Lyaing brick on end edging i/c supplying 9”x4 ½ “x3” Ist Class burnt bricks from kiln to site of work, excavation for laying edging with Small Side parallel to the road. Rate includes all cost of materials T&P & carriage up to site of work etc complete.
|  | 1320 |  | Rft | [7 empty] | 2643.74 |  | %Rft. |  | 34897
4 |  |  |  |  | BASE COURSE
Preparing Base Course i/c supplying and spreading stone metal of approved quality properly graded to maximum size of 1-½” in required thickness to proper camber and grade i/c supplying & spreading 15 cft: screenings and non plastic quarry fines filling depressions with stone metal after initial rolling including watering and compacting the same so as to achieve 100% density as per Modified AASHO specification. This i/c providing and using templates camber plates screens from as directed. Rate including all cost of materials T&P & carriage up to site of work etc complete.
|  | 4759 |  | Cft | [7 empty] | 9789.75 |  | %Cft. |  | 465894
ITEM |  | QUANTITIES |  |  | DECSRIPTION | [6 empty] | RATE |  | UNIT |  | AMOUNT
5 |  |  |  |  | 1st COAT
Providing 1st coats of surface dressing on new or existing surface with 30 lbs of bitumen of 80-100 penetration & 4.0 Cft crush bajri of 3/8-3/4” guage including cleaning to road surfacte rolling etc complete. Rate includes all cost of materials T&P charges and carriage up to site of work.
|  | 9517 |  | Sft | [7 empty] | 1645.9 |  | %Sft. |  | 156640
6 |  |  |  |  | 1" THICK CARPET
Providing 1 1/2” thick (consolidated) pre-mixed carpet in proper camber & grade i/c supply 15 Cft crush bajri and 5cft hill sand of approved quality and guage & 67 lbs of bitumen of 80/100 penetration including mixing in mechanical mixture in required proportion and heating the material & cleaning the road surface. Rate includes all cost of material T&P and carriage up to site of work.
|  | 9517 |  | Sft | [7 empty] | 4525.66 |  | %Sft. |  | 430707
[5 empty] | Amount of Schedule Items | [9 empty] | Rs. | 1735872
[5 empty] | Add / Deduct ________% Above / Below of rates of CSR | [9 empty] | Rs.
[5 empty] | Ded:difference cost of Bitumen 4.12 Tons | [9 empty] | Rs. | 123023 |  |  |  | 4.12 |  | 1.27 | 2.85
[5 empty] | @ Rs.29860.0 Per Ton.This item will be paid | [14 empty] | 29860
without premium.
[12 empty] | TOTAL (A) :- |  |  | Rs.
(TO BE CARRIED TO SUMMRY OF BID PRICE)
|  | CONTRACTOR | [11 empty] | EXECUTIVE ENGINEER
HIGHWAYS DIVISION
SANGHAR

## Rajput House Jatia 88
|  |  | (LETTER OF OFFER) | [14 empty] | (17) |  | 17 | ( | )
[8 empty] | Bid Reference No. |  |  | TC/G-55/ |  | 369 |  | Dated:- |  | 10.03.2017
Construction of link road from Sanghar Bus Stand Masjid Illahi to Ashfaque Rajpur House Jatia mile0/0-0/1 (0.20 Km)
To,
The Executive Engineer Highways Division Sanghar
Gentlemen,
1 |  | Having examined the Bidding Documents including Instructions to Bidders, Bidding Data, Conditions of Contract, Contract Data, Specifications, Drawings, if any, Schedule of Prices and Addenda for the execution of the above-named works, we, the undersigned, being a company doing business under the name of and address (as follows) and being duly incorporated under the laws of Pakistan hereby offer to execute and complete such works and remedy any defects therein in conformity with the said Documents including Addenda thereto for the Total Bid Price of Rs________________________ (Rupees ____________________________________________________ _________________________________) or such other sum as may be ascertained in accordance with the said Documents
2 |  | We understand that all the Schedules attached hereto form part of this Bid
3 |  | As security for due performance of the undertakings and obligations of this Bid, we submit herewith a Bid Security in the shape of Call Deposit for amounting Rs._______________ (Rupees_________________________ ___________________) issued from _________________________________________________ pledged in your favour and valid for a period of twenty eight ( 28 ) days beyond the period of validity of Bid
4 |  | We undertake, if our Bid is accepted, to commence the Works and to deliver and complete the Works comprised in the Contract within the time(s) stated in Contract Data
5 |  | We agree to abide by this Bid for the period of ( 90 ) days from the date fixed for receiving the same and it shall remain binding upon us and may be accepted at any time before the expiration of that period
6 |  | Unless and until a formal Agreement is prepared and executed, this Bid, together with your written acceptance thereof, shall constitute a binding contract between us
7 |  | We undertake, if our Bid is accepted, to execute the Performance Security referred to in Conditions of Contract for the due performance of the Contract
8 |  | We understand that you are not bound to accept the lowest or any bid you may receive
9 |  | We do hereby declare that the Bid is made without any collusion, comparison of figures or arrangement with any other person or persons making a bid for the Works
Dated:- | [10 empty] | Signature:
Name of Bidder in Block Capitals:
Seal:
Address:
Issued to M/s
[7 empty] | Vide D.R.No. | [5 empty] | Dated:-
[7 empty] | and charged Rs. | [6 empty] | as Tender Fee.
MEMORANDUM
a). |  | General Description: | [5 empty] | Construction of link road from Sanghar Bus Stand Masjid Illahi to Ashfaque Rajpur House Jatia mile0/0-0/1 (0.20 Km)
b). |  | Estimated Cost: | [6 empty] | Rs. | 1.688 | (M)
c). |  | Earnest Money: | [6 empty] | Rs. | 84400 | /-
d). |  | Time allowed for completion: | [6 empty] | 18 | Months
e). |  | Percentage to be deducted from contractors’ bills: | [5 empty] | 3% as Security Deposit & 7.50% as Income Tax (NTN holders) Any other Taxes / Levies, if notified by the Government.
EXECUTIVE ENGINEER
HIGHWAYS DIVISION
SANGHAR
SUMMARY OF BID PRICES
Bill No. |  |  | Description | [9 empty] | Total Amount (Rs)
|  |  | A. Road Work | [9 empty] | Rs.
|  |  | B. Culverts & Bridges | [9 empty] | Rs.
|  |  | Total Bid Price (A+B):- | [9 empty] | Rs.
(In words Rupees
CONTRACTOR
SCHEDULE - A TO BID
SCHEDULE OF PRICES (BOQ)
(Description and rate of Items based on Composite Schedule of Rates)
A. | ROAD WORK:-
ITEM |  | QUANTITIES |  |  | DECSRIPTION | [6 empty] | RATE |  | UNIT |  | AMOUNT
1 |  |  |  |  | FORMATION
Earth work for road embankment by bulldozers including ploughing mixing clod breaking dressing & compacting with optimum moisture contents lead up to 100’ & lift up to 5’ in ordinary soil accept rock.
|  | 31123 |  | Cft | a). | Compaction upto 85% Density W.E.L | [5 empty] | 8681.43 |  | %0 Cft. |  | 270192
|  | 9517 |  | Cft | b). | Compaction 95-100% Density W.E.L | [5 empty] | 11215.37 |  | %0 Cft. |  | 106737
2 |  |  |  |  | SUB BASE COURSE
Preparing Sub-Base Course by supplying and spreading stone metal 1 ½ “-2” gauge of approved quality from approved quarry in required thickness 6” in two layers (each 3” layers) to proper camber & grade i/c hand packing filling voids with 10 Cft Screening and non-plastic quarry of approved quality and gauge from approved source watering and compacting to achieve 98-100% density as per Modified AASHO Specifications. Rate i/c all cost of materials T&P & carriage upto site of work etc complete.
|  | 4079 |  | Cft | [7 empty] | 8790.37 |  | %Cft. |  | 358559
3 |  |  |  |  | BRICK ON END EDGING
Lyaing brick on end edging i/c supplying 9”x4 ½ “x3” Ist Class burnt bricks from kiln to site of work, excavation for laying edging with Small Side parallel to the road. Rate includes all cost of materials T&P & carriage up to site of work etc complete.
|  | 1320 |  | Rft | [7 empty] | 2643.74 |  | %Rft. |  | 34897
4 |  |  |  |  | BASE COURSE
Preparing Base Course i/c supplying and spreading stone metal of approved quality properly graded to maximum size of 1-½” in required thickness to proper camber and grade i/c supplying & spreading 15 cft: screenings and non plastic quarry fines filling depressions with stone metal after initial rolling including watering and compacting the same so as to achieve 100% density as per Modified AASHO specification. This i/c providing and using templates camber plates screens from as directed. Rate including all cost of materials T&P & carriage up to site of work etc complete.
|  | 4079 |  | Cft | [7 empty] | 9837.94 |  | %Cft. |  | 401290
ITEM |  | QUANTITIES |  |  | DECSRIPTION | [6 empty] | RATE |  | UNIT |  | AMOUNT
5 |  |  |  |  | 1st COAT
Providing 1st coats of surface dressing on new or existing surface with 30 lbs of bitumen of 80-100 penetration & 4.0 Cft crush bajri of 3/8-3/4” guage including cleaning to road surfacte rolling etc complete. Rate includes all cost of materials T&P charges and carriage up to site of work.
|  | 8158 |  | Sft | [7 empty] | 1647.21 |  | %Sft. |  | 134379
6 |  |  |  |  | 1" THICK CARPET
Providing 1 1/2” thick (consolidated) pre-mixed carpet in proper camber & grade i/c supply 15 Cft crush bajri and 5cft hill sand of approved quality and guage & 67 lbs of bitumen of 80/100 penetration including mixing in mechanical mixture in required proportion and heating the material & cleaning the road surface. Rate includes all cost of material T&P and carriage up to site of work.
|  | 8158 |  | Sft | [7 empty] | 4530.21 |  | %Sft. |  | 369575
[5 empty] | Amount of Schedule Items | [9 empty] | Rs. | 1675629
[5 empty] | Add / Deduct ________% Above / Below of rates of CSR | [9 empty] | Rs.
[5 empty] | Ded:difference cost of Bitumen 3.53 Tons | [9 empty] | Rs. | 105406 |  |  |  | 3.53 |  | 1.09 | 2.44
[5 empty] | @ Rs.29860.0 Per Ton.This item will be paid | [14 empty] | 29860
without premium.
[12 empty] | TOTAL (A) :- |  |  | Rs.
(TO BE CARRIED TO SUMMRY OF BID PRICE)
|  | CONTRACTOR | [11 empty] | EXECUTIVE ENGINEER
HIGHWAYS DIVISION
SANGHAR

## Arib jamali 89
|  |  | (LETTER OF OFFER) | [14 empty] | (18) |  | 18 | ( | )
[8 empty] | Bid Reference No. |  |  | TC/G-55/ |  | 369 |  | Dated:- |  | 10.03.2017
Construction of link road from Maqsoodo Gul Muhammad Laghari Gohram Jamali road to Village Arib Jamali mile 0/0-0/5 (1.00 km)
To,
The Executive Engineer Highways Division Sanghar
Gentlemen,
1 |  | Having examined the Bidding Documents including Instructions to Bidders, Bidding Data, Conditions of Contract, Contract Data, Specifications, Drawings, if any, Schedule of Prices and Addenda for the execution of the above-named works, we, the undersigned, being a company doing business under the name of and address (as follows) and being duly incorporated under the laws of Pakistan hereby offer to execute and complete such works and remedy any defects therein in conformity with the said Documents including Addenda thereto for the Total Bid Price of Rs________________________ (Rupees ____________________________________________________ _________________________________) or such other sum as may be ascertained in accordance with the said Documents
2 |  | We understand that all the Schedules attached hereto form part of this Bid
3 |  | As security for due performance of the undertakings and obligations of this Bid, we submit herewith a Bid Security in the shape of Call Deposit for amounting Rs._______________ (Rupees_________________________ ___________________) issued from _________________________________________________ pledged in your favour and valid for a period of twenty eight ( 28 ) days beyond the period of validity of Bid
4 |  | We undertake, if our Bid is accepted, to commence the Works and to deliver and complete the Works comprised in the Contract within the time(s) stated in Contract Data
5 |  | We agree to abide by this Bid for the period of ( 90 ) days from the date fixed for receiving the same and it shall remain binding upon us and may be accepted at any time before the expiration of that period
6 |  | Unless and until a formal Agreement is prepared and executed, this Bid, together with your written acceptance thereof, shall constitute a binding contract between us
7 |  | We undertake, if our Bid is accepted, to execute the Performance Security referred to in Conditions of Contract for the due performance of the Contract
8 |  | We understand that you are not bound to accept the lowest or any bid you may receive
9 |  | We do hereby declare that the Bid is made without any collusion, comparison of figures or arrangement with any other person or persons making a bid for the Works
Dated:- | [10 empty] | Signature:
Name of Bidder in Block Capitals:
Seal:
Address:
Issued to M/s
[7 empty] | Vide D.R.No. | [5 empty] | Dated:-
[7 empty] | and charged Rs. | [6 empty] | as Tender Fee.
MEMORANDUM
a). |  | General Description: | [5 empty] | Construction of link road from Maqsoodo Gul Muhammad Laghari Gohram Jamali road to Village Arib Jamali mile 0/0-0/5 (1.00 km)
b). |  | Estimated Cost: | [6 empty] | Rs. | 8.987 | (M)
c). |  | Earnest Money: | [6 empty] | Rs. | 449400 | /-
d). |  | Time allowed for completion: | [6 empty] | 18 | Months
e). |  | Percentage to be deducted from contractors’ bills: | [5 empty] | 3% as Security Deposit & 7.50% as Income Tax (NTN holders) Any other Taxes / Levies, if notified by the Government.
EXECUTIVE ENGINEER
HIGHWAYS DIVISION
SANGHAR
SUMMARY OF BID PRICES
Bill No. |  |  | Description | [9 empty] | Total Amount (Rs)
|  |  | A. Road Work | [9 empty] | Rs.
|  |  | B. Culverts & Bridges | [9 empty] | Rs.
|  |  | Total Bid Price (A+B):- | [9 empty] | Rs.
(In words Rupees
CONTRACTOR
SCHEDULE - A TO BID
SCHEDULE OF PRICES (BOQ)
(Description and rate of Items based on Composite Schedule of Rates)
A. | ROAD WORK:-
ITEM |  | QUANTITIES |  |  | DECSRIPTION | [6 empty] | RATE |  | UNIT |  | AMOUNT
1 |  |  |  |  | FORMATION
Earth work for road embankment by bulldozers including ploughing mixing clod breaking dressing & compacting with optimum moisture contents lead up to 100’ & lift up to 5’ in ordinary soil accept rock.
|  | 54269 |  | Cft | a). | Compaction upto 85% Density W.E.L | [5 empty] | 8681.43 |  | %0 Cft. |  | 471133
|  | 9517 |  | Cft | b). | Compaction 95-100% Density W.E.L | [5 empty] | 11215.37 |  | %0 Cft. |  | 106737
|  | 211631 |  | Cft | c). | Compaction upto 85% Density W.O.L | [5 empty] | 3656.23 |  | %0 Cft. |  | 773772
|  | 38069 |  | Cft | d). | Compaction 95-100% Density W.O.L | [5 empty] | 6190.17 |  | %0 Cft. |  | 235654
2 |  |  |  |  | SUB BASE COURSE
Preparing Sub-Base Course by supplying and spreading stone metal 1 ½ “-2” gauge of approved quality from approved quarry in required thickness 6” in two layers (each 3” layers) to proper camber & grade i/c hand packing filling voids with 10 Cft Screening and non-plastic quarry of approved quality and gauge from approved source watering and compacting to achieve 98-100% density as per Modified AASHO Specifications. Rate i/c all cost of materials T&P & carriage upto site of work etc complete.
|  | 20394 |  | Cft | [7 empty] | 9395.66 |  | %Cft. |  | 1916151
3 |  |  |  |  | BRICK ON END EDGING
Lyaing brick on end edging i/c supplying 9”x4 ½ “x3” Ist Class burnt bricks from kiln to site of work, excavation for laying edging with Small Side parallel to the road. Rate includes all cost of materials T&P & carriage up to site of work etc complete.
|  | 6600 |  | Rft | [7 empty] | 2802.9 |  | %Rft. |  | 184991
4 |  |  |  |  | BASE COURSE
Preparing Base Course i/c supplying and spreading stone metal of approved quality properly graded to maximum size of 1-½” in required thickness to proper camber and grade i/c supplying & spreading 15 cft: screenings and non plastic quarry fines filling depressions with stone metal after initial rolling including watering and compacting the same so as to achieve 100% density as per Modified AASHO specification. This i/c providing and using templates camber plates screens from as directed. Rate including all cost of materials T&P & carriage up to site of work etc complete.
|  | 20394 |  | Cft | [7 empty] | 10464.39 |  | %Cft. |  | 2134108
ITEM |  | QUANTITIES |  |  | DECSRIPTION | [6 empty] | RATE |  | UNIT |  | AMOUNT
5 |  |  |  |  | 1st COAT
Providing 1st coats of surface dressing on new or existing surface with 30 lbs of bitumen of 80-100 penetration & 4.0 Cft crush bajri of 3/8-3/4” guage including cleaning to road surfacte rolling etc complete. Rate includes all cost of materials T&P charges and carriage up to site of work.
|  | 40788 |  | Sft | [7 empty] | 1665.84 |  | %Sft. |  | 679462
6 |  |  |  |  | 1" THICK CARPET
Providing 1 1/2” thick (consolidated) pre-mixed carpet in proper camber & grade i/c supply 15 Cft crush bajri and 5cft hill sand of approved quality and guage & 67 lbs of bitumen of 80/100 penetration including mixing in mechanical mixture in required proportion and heating the material & cleaning the road surface. Rate includes all cost of material T&P and carriage up to site of work.
|  | 40788 |  | Sft | [7 empty] | 4593.27 |  | %Sft. |  | 1873503
[5 empty] | Amount of Schedule Items | [9 empty] | Rs. | 8375511
[5 empty] | Add / Deduct ________% Above / Below of rates of CSR | [9 empty] | Rs.
[5 empty] | Ded:difference cost of Bitumen 17.66 Tons | [9 empty] | Rs. | 527328 |  |  |  | 17.66 |  | 5.46 | 12.2
[5 empty] | @ Rs.29860.0 Per Ton.This item will be paid | [14 empty] | 29860
without premium.
[12 empty] | TOTAL (A) :- |  |  | Rs.
(TO BE CARRIED TO SUMMRY OF BID PRICE)
|  | CONTRACTOR | [11 empty] | EXECUTIVE ENGINEER
HIGHWAYS DIVISION
SANGHAR
SCHEDULE OF PRICES (BOQ)
(Description and rate of Items based on Composite Schedule of Rates)
B. | CULVERTS & BRIDGES
ITEM |  | QUANTITIES |  |  | DECSRIPTION | [6 empty] | RATE |  | UNIT |  | AMOUNT
1 |  |  |  |  | EXCAVATION
Excavation in foundation of Building Bridges, and other structures i/c dag belling, dressing refilling around structures with excavated earth watering reaming lead upto one chain & lift upto 5’ in ordinary soil.
|  | 1770 |  | Cft | [7 empty] | 3176.25 |  | %Cft. |  | 5622
2 |  |  |  |  | CEMENT CONCRETE BRICK
Cement concrete brick or stone ballast 1-1/2" to 2" gauge ratio 1:4:8
|  | 225 |  | Cft | [7 empty] | 9416.28 |  | %Cft. |  | 21187
3 |  |  |  |  | PACCA BRICK WORK
Pacca brick work in foundation and plinth in cement sand mortar ratio 1:6.
|  | 490 |  | Cft | [7 empty] | 12501.41 |  | %Cft. |  | 61257
4 |  |  |  |  | BRICK ON EDGING
Brick on edge flooring in1:6 cement mortar in ben 3/4" thick in cement mortar.
|  | 68 |  | Sft | [7 empty] | 5256.63 |  | %Sft. |  | 3574
5 |  |  |  |  | CEMENT PLASTER
Cement plaster 1:3 upto 20' height 1/2" thick
|  | 264 |  | Sft | [7 empty] | 2344.59 |  | %Sft. |  | 6190
6 |  |  |  |  | FABRICATION
Fabrication of mild steel re-inforcement for cement concrete including cutting bending laying in position making joints and fastening including cost of bending wire also i/c removal of rust from bars).
|  | 5.22 |  | CWt | [7 empty] | 4820.2 |  | P.CWt |  | 25161
7 |  |  |  |  | CEMENT CONCRETE PLAIN
Cement concrete plain i/c placing compacting finishing and curring complete i/c screening and washing of stone aggregate without shuttering Ratio 1:2:4:
|  | 75 |  | Cft | [7 empty] | 14429.25 |  | %Cft. |  | 10822
ITEM |  | QUANTITIES |  |  | DECSRIPTION | [6 empty] | RATE |  | UNIT |  | AMOUNT
8 |  |  |  |  | R.C.C. WORK
RCC work i/c all labor and material except the cost of steel reinforcement and its labor for binding & bending which will be paid separately. This rate also includes all kinds of forms moulds lifting, shuttering curing rendering and finishing the exposed surface i/c screening and washing of shingle i/c RCC work in roof slab beams columns rafts, lintels and other structural main bars, laid in position complete in all respects Ratio 1:2:4.
|  | 81 |  | Cft | [7 empty] | 337 |  | P. Cft. |  | 27297
9 |  |  |  |  | S / S & FILLING
S/S and filling sand pit or canal of approved sources of supply required section as directed by Engineer Inchagre.
|  | 505 |  | Cft | [7 empty] | 900 |  | %Cft. |  | 4545
[5 empty] | Amount of Schedule Items (01 No. Culvert) | [9 empty] | Rs. | 165655
[5 empty] | Total Cost of Schedule Items (03 Nos. Culverts) | [9 empty] | Rs. | 496965 |  |  |  | 3
[5 empty] | Add / Deduct ________% Above / Below of rates of CSR | [9 empty] | Rs.
[12 empty] | TOTAL (B) :- |  |  | Rs.
(TO BE CARRIED TO SUMMRY OF BID PRICE)
|  | CONTRACTOR | [11 empty] | EXECUTIVE ENGINEER
HIGHWAYS DIVISION
SANGHAR

## Ch Nasir 90
|  |  | (LETTER OF OFFER) | [14 empty] | (19) |  | 19 | ( | )
[8 empty] | Bid Reference No. |  |  | TC/G-55/ |  | 369 |  | Dated:- |  | 10.03.2017
Construction of link road from Shahdadpur Grid Station road to Ch. Nasir mile0/0-0/1 (0.20 Km)
To,
The Executive Engineer Highways Division Sanghar
Gentlemen,
1 |  | Having examined the Bidding Documents including Instructions to Bidders, Bidding Data, Conditions of Contract, Contract Data, Specifications, Drawings, if any, Schedule of Prices and Addenda for the execution of the above-named works, we, the undersigned, being a company doing business under the name of and address (as follows) and being duly incorporated under the laws of Pakistan hereby offer to execute and complete such works and remedy any defects therein in conformity with the said Documents including Addenda thereto for the Total Bid Price of Rs________________________ (Rupees ____________________________________________________ _________________________________) or such other sum as may be ascertained in accordance with the said Documents
2 |  | We understand that all the Schedules attached hereto form part of this Bid
3 |  | As security for due performance of the undertakings and obligations of this Bid, we submit herewith a Bid Security in the shape of Call Deposit for amounting Rs._______________ (Rupees_________________________ ___________________) issued from _________________________________________________ pledged in your favour and valid for a period of twenty eight ( 28 ) days beyond the period of validity of Bid
4 |  | We undertake, if our Bid is accepted, to commence the Works and to deliver and complete the Works comprised in the Contract within the time(s) stated in Contract Data
5 |  | We agree to abide by this Bid for the period of ( 90 ) days from the date fixed for receiving the same and it shall remain binding upon us and may be accepted at any time before the expiration of that period
6 |  | Unless and until a formal Agreement is prepared and executed, this Bid, together with your written acceptance thereof, shall constitute a binding contract between us
7 |  | We undertake, if our Bid is accepted, to execute the Performance Security referred to in Conditions of Contract for the due performance of the Contract
8 |  | We understand that you are not bound to accept the lowest or any bid you may receive
9 |  | We do hereby declare that the Bid is made without any collusion, comparison of figures or arrangement with any other person or persons making a bid for the Works
Dated:- | [10 empty] | Signature:
Name of Bidder in Block Capitals:
Seal:
Address:
Issued to M/s
[7 empty] | Vide D.R.No. | [5 empty] | Dated:-
[7 empty] | and charged Rs. | [6 empty] | as Tender Fee.
MEMORANDUM
a). |  | General Description: | [5 empty] | Construction of link road from Shahdadpur Grid Station road to Ch. Nasir mile0/0-0/1 (0.20 Km)
b). |  | Estimated Cost: | [6 empty] | Rs. | 1.5 | (M)
c). |  | Earnest Money: | [6 empty] | Rs. | 75000 | /-
d). |  | Time allowed for completion: | [6 empty] | 18 | Months
e). |  | Percentage to be deducted from contractors’ bills: | [5 empty] | 3% as Security Deposit & 7.50% as Income Tax (NTN holders) Any other Taxes / Levies, if notified by the Government.
EXECUTIVE ENGINEER
HIGHWAYS DIVISION
SANGHAR
SUMMARY OF BID PRICES
Bill No. |  |  | Description | [9 empty] | Total Amount (Rs)
|  |  | A. Road Work | [9 empty] | Rs.
|  |  | B. Culverts & Bridges | [9 empty] | Rs.
|  |  | Total Bid Price (A+B):- | [9 empty] | Rs.
(In words Rupees
CONTRACTOR
SCHEDULE - A TO BID
SCHEDULE OF PRICES (BOQ)
(Description and rate of Items based on Composite Schedule of Rates)
A. | ROAD WORK:-
ITEM |  | QUANTITIES |  |  | DECSRIPTION | [6 empty] | RATE |  | UNIT |  | AMOUNT
1 |  |  |  |  | FORMATION
Earth work for road embankment by bulldozers including ploughing mixing clod breaking dressing & compacting with optimum moisture contents lead up to 100’ & lift up to 5’ in ordinary soil accept rock.
|  | 39100 |  | Cft | a). | Compaction upto 85% Density W.O.L | [5 empty] | 3656.23 |  | %0 Cft. |  | 142959
|  | 9500 |  | Cft | b). | Compaction 95-100% Density W.O.L | [5 empty] | 6190.17 |  | %0 Cft. |  | 58807
2 |  |  |  |  | SUB BASE COURSE
Preparing Sub-Base Course by supplying and spreading stone metal 1 ½ “-2” gauge of approved quality from approved quarry in required thickness 6” in two layers (each 3” layers) to proper camber & grade i/c hand packing filling voids with 10 Cft Screening and non-plastic quarry of approved quality and gauge from approved source watering and compacting to achieve 98-100% density as per Modified AASHO Specifications. Rate i/c all cost of materials T&P & carriage upto site of work etc complete.
|  | 4079 |  | Cft | [7 empty] | 8790.37 |  | %Cft. |  | 358559
3 |  |  |  |  | BRICK ON END EDGING
Lyaing brick on end edging i/c supplying 9”x4 ½ “x3” Ist Class burnt bricks from kiln to site of work, excavation for laying edging with Small Side parallel to the road. Rate includes all cost of materials T&P & carriage up to site of work etc complete.
|  | 1320 |  | Rft | [7 empty] | 2668.34 |  | %Rft. |  | 35222
4 |  |  |  |  | BASE COURSE
Preparing Base Course i/c supplying and spreading stone metal of approved quality properly graded to maximum size of 1-½” in required thickness to proper camber and grade i/c supplying & spreading 15 cft: screenings and non plastic quarry fines filling depressions with stone metal after initial rolling including watering and compacting the same so as to achieve 100% density as per Modified AASHO specification. This i/c providing and using templates camber plates screens from as directed. Rate including all cost of materials T&P & carriage up to site of work etc complete.
|  | 4079 |  | Cft | [7 empty] | 9837.94 |  | %Cft. |  | 401290
ITEM |  | QUANTITIES |  |  | DECSRIPTION | [6 empty] | RATE |  | UNIT |  | AMOUNT
5 |  |  |  |  | 1st COAT
Providing 1st coats of surface dressing on new or existing surface with 30 lbs of bitumen of 80-100 penetration & 4.0 Cft crush bajri of 3/8-3/4” guage including cleaning to road surfacte rolling etc complete. Rate includes all cost of materials T&P charges and carriage up to site of work.
|  | 8158 |  | Sft | [7 empty] | 1647.21 |  | %Sft. |  | 134379
6 |  |  |  |  | 1" THICK CARPET
Providing 1 1/2” thick (consolidated) pre-mixed carpet in proper camber & grade i/c supply 15 Cft crush bajri and 5cft hill sand of approved quality and guage & 67 lbs of bitumen of 80/100 penetration including mixing in mechanical mixture in required proportion and heating the material & cleaning the road surface. Rate includes all cost of material T&P and carriage up to site of work.
|  | 8158 |  | Sft | [7 empty] | 4530.21 |  | %Sft. |  | 369575
[5 empty] | Amount of Schedule Items | [9 empty] | Rs. | 1500791
[5 empty] | Add / Deduct ________% Above / Below of rates of CSR | [9 empty] | Rs.
[5 empty] | Ded:difference cost of Bitumen 3.53 Tons | [9 empty] | Rs. | 105406 |  |  |  | 3.53 |  | 1.09 | 2.44
[5 empty] | @ Rs.29860.0 Per Ton.This item will be paid | [14 empty] | 29860
without premium.
[12 empty] | TOTAL (A) :- |  |  | Rs.
(TO BE CARRIED TO SUMMRY OF BID PRICE)
|  | CONTRACTOR | [11 empty] | EXECUTIVE ENGINEER
HIGHWAYS DIVISION
SANGHAR

## 96. Muhammad Hassan
|  |  | (LETTER OF OFFER) | [14 empty] | (20) |  | 20 | ( | )
[8 empty] | Bid Reference No. |  |  | TC/G-55/ |  | 369 |  | Dated:- |  | 10.03.2017
Construction of link road from Malook Ahpan road to Village Muhammad Buriro via Muhammad Hassan Ahpan Mile 0/0-1/1 (Phase-I Mile 0/0-0/5)
To,
The Executive Engineer Highways Division Sanghar
Gentlemen,
1 |  | Having examined the Bidding Documents including Instructions to Bidders, Bidding Data, Conditions of Contract, Contract Data, Specifications, Drawings, if any, Schedule of Prices and Addenda for the execution of the above-named works, we, the undersigned, being a company doing business under the name of and address (as follows) and being duly incorporated under the laws of Pakistan hereby offer to execute and complete such works and remedy any defects therein in conformity with the said Documents including Addenda thereto for the Total Bid Price of Rs________________________ (Rupees ____________________________________________________ _________________________________) or such other sum as may be ascertained in accordance with the said Documents
2 |  | We understand that all the Schedules attached hereto form part of this Bid
3 |  | As security for due performance of the undertakings and obligations of this Bid, we submit herewith a Bid Security in the shape of Call Deposit for amounting Rs._______________ (Rupees_________________________ ___________________) issued from _________________________________________________ pledged in your favour and valid for a period of twenty eight ( 28 ) days beyond the period of validity of Bid
4 |  | We undertake, if our Bid is accepted, to commence the Works and to deliver and complete the Works comprised in the Contract within the time(s) stated in Contract Data
5 |  | We agree to abide by this Bid for the period of ( 90 ) days from the date fixed for receiving the same and it shall remain binding upon us and may be accepted at any time before the expiration of that period
6 |  | Unless and until a formal Agreement is prepared and executed, this Bid, together with your written acceptance thereof, shall constitute a binding contract between us
7 |  | We undertake, if our Bid is accepted, to execute the Performance Security referred to in Conditions of Contract for the due performance of the Contract
8 |  | We understand that you are not bound to accept the lowest or any bid you may receive
9 |  | We do hereby declare that the Bid is made without any collusion, comparison of figures or arrangement with any other person or persons making a bid for the Works
Dated:- | [10 empty] | Signature:
Name of Bidder in Block Capitals:
Seal:
Address:
Issued to M/s
[7 empty] | Vide D.R.No. | [5 empty] | Dated:-
[7 empty] | and charged Rs. | [6 empty] | as Tender Fee.
MEMORANDUM
a). |  | General Description: | [5 empty] | Construction of link road from Malook Ahpan road to Village Muhammad Buriro via Muhammad Hassan Ahpan Mile 0/0-1/1 (Phase-I Mile 0/0-0/5)
b). |  | Estimated Cost: | [6 empty] | Rs. | 9.423 | (M)
c). |  | Earnest Money: | [6 empty] | Rs. | 471200 | /-
d). |  | Time allowed for completion: | [6 empty] | 18 | Months
e). |  | Percentage to be deducted from contractors’ bills: | [5 empty] | 3% as Security Deposit & 7.50% as Income Tax (NTN holders) Any other Taxes / Levies, if notified by the Government.
EXECUTIVE ENGINEER
HIGHWAYS DIVISION
SANGHAR
SUMMARY OF BID PRICES
Bill No. |  |  | Description | [9 empty] | Total Amount (Rs)
|  |  | A. Road Work | [9 empty] | Rs.
|  |  | B. Culverts & Bridges | [9 empty] | Rs.
|  |  | Total Bid Price (A+B):- | [9 empty] | Rs.
(In words Rupees
CONTRACTOR
SCHEDULE - A TO BID
SCHEDULE OF PRICES (BOQ)
(Description and rate of Items based on Composite Schedule of Rates)
A. | ROAD WORK:-
ITEM |  | QUANTITIES |  |  | DECSRIPTION | [6 empty] | RATE |  | UNIT |  | AMOUNT
1 |  |  |  |  | FORMATION
Earth work for road embankment by bulldozers including ploughing mixing clod breaking dressing & compacting with optimum moisture contents lead up to 100’ & lift up to 5’ in ordinary soil accept rock.
|  | 241600 |  | Cft | a). | Compaction upto 85% Density | [5 empty] | 9450.33 |  | %0 Cft. |  | 2283200
|  | 47600 |  | Cft | b). | Compaction 95-100% Density | [5 empty] | 11984.27 |  | %0 Cft. |  | 570451
2 |  |  |  |  | SUB BASE COURSE
Preparing Sub-Base Course by supplying and spreading stone metal 1 ½ “-2” gauge of approved quality from approved quarry in required thickness 6” in two layers (each 3” layers) to proper camber & grade i/c hand packing filling voids with 10 Cft Screening and non-plastic quarry of approved quality and gauge from approved source watering and compacting to achieve 98-100% density as per Modified AASHO Specifications. Rate i/c all cost of materials T&P & carriage upto site of work etc complete.
|  | 20400 |  | Cft | [7 empty] | 8557.55 |  | %Cft. |  | 1745740
3 |  |  |  |  | BRICK ON END EDGING
Lyaing brick on end edging i/c supplying 9”x4 ½ “x3” Ist Class burnt bricks from kiln to site of work, excavation for laying edging with Small Side parallel to the road. Rate includes all cost of materials T&P & carriage up to site of work etc complete.
|  | 6600 |  | Rft | [7 empty] | 2782.05 |  | %Rft. |  | 183615
4 |  |  |  |  | BASE COURSE
Preparing Base Course i/c supplying and spreading stone metal of approved quality properly graded to maximum size of 1-½” in required thickness to proper camber and grade i/c supplying & spreading 15 cft: screenings and non plastic quarry fines filling depressions with stone metal after initial rolling including watering and compacting the same so as to achieve 100% density as per Modified AASHO specification. This i/c providing and using templates camber plates screens from as directed. Rate including all cost of materials T&P & carriage up to site of work etc complete.
|  | 20400 |  | Cft | [7 empty] | 9597 |  | %Cft. |  | 1957788
ITEM |  | QUANTITIES |  |  | DECSRIPTION | [6 empty] | RATE |  | UNIT |  | AMOUNT
5 |  |  |  |  | TRIPPLE SURFACE TREATMENT
Providing 3 coats of surface dressing on new or existing surface with (40+25+14)=79 Ibs of Bitumen per % Sft of 80/100 penetration from N.R. Karachi and (5.5+2.75+1.50)=9.75 Cft crush bajri size 3/4”-1/2”,1/2”-3/8” and 3/8”-1/8” respectively per % Sft from Jam Shoro quarry to site of work i/c cleaning the road surface i/c rolling with power roller etc complete (Each coat will be provided and rolled separately).
|  | 40800 |  | Sft | [7 empty] | 4163 |  | %Sft. |  | 1698504
[5 empty] | Amount of Schedule Items | [9 empty] | Rs. | 8439298
[5 empty] | Add / Deduct ________% Above / Below of rates of CSR | [9 empty] | Rs.
[5 empty] | Ded: difference cost of Bitumen 14.39 Tons | [9 empty] | Rs. | 429685 |  |  |  | 14.39
[5 empty] | @ Rs.29860.0 Per Ton.This item will be paid | [14 empty] | 29860
without premium.
[12 empty] | TOTAL (A) :- |  |  | Rs.
(TO BE CARRIED TO SUMMRY OF BID PRICE)
|  | CONTRACTOR | [11 empty] | EXECUTIVE ENGINEER
HIGHWAYS DIVISION
SANGHAR
SCHEDULE OF PRICES (BOQ)
(Description and rate of Items based on Composite Schedule of Rates)
B. | CULVERTS & BRIDGES
ITEM |  | QUANTITIES |  |  | DECSRIPTION | [6 empty] | RATE |  | UNIT |  | AMOUNT
1 |  |  |  |  | EXCAVATION
Excavation in foundation of Building Bridges, and other structures i/c dag belling, dressing refilling around structures with excavated earth watering reaming lead upto one chain & lift upto 5’ in ordinary soil.
|  | 1750 |  | Cft | [7 empty] | 3176.25 |  | %Cft. |  | 5558
2 |  |  |  |  | CEMENT CONCRETE BRICK
Cement concrete brick or stone ballast 1-1/2" to 2" gauge ratio 1:4:8
|  | 225 |  | Cft | [7 empty] | 9416.28 |  | %Cft. |  | 21187
3 |  |  |  |  | PACCA BRICK WORK
Pacca brick work in foundation and plinth in cement sand mortar ratio 1:6.
|  | 370 |  | Cft | [7 empty] | 12501.41 |  | %Cft. |  | 46255
4 |  |  |  |  | BRICK ON EDGING
Brick on edge flooring in1:6 cement mortar in ben 3/4" thick in cement mortar.
|  | 70 |  | Sft | [7 empty] | 5256.63 |  | %Sft. |  | 3680
5 |  |  |  |  | CEMENT PLASTER
Cement plaster 1:3 upto 20' height 1/2" thick
|  | 200 |  | Sft | [7 empty] | 2344.59 |  | %Sft. |  | 4689
6 |  |  |  |  | FABRICATION
Fabrication of mild steel re-inforcement for cement concrete including cutting bending laying in position making joints and fastening including cost of bending wire also i/c removal of rust from bars).
|  | 5.2 |  | CWt | [7 empty] | 4820.2 |  | P.CWt |  | 25065
7 |  |  |  |  | CEMENT CONCRETE PLAIN
Cement concrete plain i/c placing compacting finishing and curring complete i/c screening and washing of stone aggregate without shuttering Ratio 1:2:4:
|  | 75 |  | Cft | [7 empty] | 14429.25 |  | %Cft. |  | 10822
ITEM |  | QUANTITIES |  |  | DECSRIPTION | [6 empty] | RATE |  | UNIT |  | AMOUNT
8 |  |  |  |  | R.C.C. WORK
RCC work i/c all labor and material except the cost of steel reinforcement and its labor for binding & bending which will be paid separately. This rate also includes all kinds of forms moulds lifting, shuttering curing rendering and finishing the exposed surface i/c screening and washing of shingle i/c RCC work in roof slab beams columns rafts, lintels and other structural main bars, laid in position complete in all respects Ratio 1:2:4.
|  | 80 |  | Cft | [7 empty] | 337 |  | P. Cft. |  | 26960
9 |  |  |  |  | S / S & FILLING
S/S and filling sand pit or canal of approved sources of supply required section as directed by Engineer Inchagre.
|  | 500 |  | Cft | [7 empty] | 900 |  | %Cft. |  | 4500
[5 empty] | Amount of Schedule Items (01 No. Culvert) | [9 empty] | Rs. | 148716
[5 empty] | Total Cost of Schedule Items (04 Nos. Culverts) | [9 empty] | Rs. | 594864 |  |  |  | 4
[5 empty] | Add / Deduct ________% Above / Below of rates of CSR | [9 empty] | Rs.
[12 empty] | TOTAL (B) :- |  |  | Rs.
(TO BE CARRIED TO SUMMRY OF BID PRICE)
|  | CONTRACTOR | [11 empty] | EXECUTIVE ENGINEER
HIGHWAYS DIVISION
SANGHAR

## Piral Makorani 104
|  |  | (LETTER OF OFFER) | [14 empty] | (21) |  | 21 | ( | )
[8 empty] | Bid Reference No. |  |  | TC/G-55/ |  | 369 |  | Dated:- |  | 10.03.2017
Construction of link road from Bhobhar Minor to Village Pir Bux Malokani mile 0/0-0/3 (0.60 Km)
To,
The Executive Engineer Highways Division Sanghar
Gentlemen,
1 |  | Having examined the Bidding Documents including Instructions to Bidders, Bidding Data, Conditions of Contract, Contract Data, Specifications, Drawings, if any, Schedule of Prices and Addenda for the execution of the above-named works, we, the undersigned, being a company doing business under the name of and address (as follows) and being duly incorporated under the laws of Pakistan hereby offer to execute and complete such works and remedy any defects therein in conformity with the said Documents including Addenda thereto for the Total Bid Price of Rs________________________ (Rupees ____________________________________________________ _________________________________) or such other sum as may be ascertained in accordance with the said Documents
2 |  | We understand that all the Schedules attached hereto form part of this Bid
3 |  | As security for due performance of the undertakings and obligations of this Bid, we submit herewith a Bid Security in the shape of Call Deposit for amounting Rs._______________ (Rupees_________________________ ___________________) issued from _________________________________________________ pledged in your favour and valid for a period of twenty eight ( 28 ) days beyond the period of validity of Bid
4 |  | We undertake, if our Bid is accepted, to commence the Works and to deliver and complete the Works comprised in the Contract within the time(s) stated in Contract Data
5 |  | We agree to abide by this Bid for the period of ( 90 ) days from the date fixed for receiving the same and it shall remain binding upon us and may be accepted at any time before the expiration of that period
6 |  | Unless and until a formal Agreement is prepared and executed, this Bid, together with your written acceptance thereof, shall constitute a binding contract between us
7 |  | We undertake, if our Bid is accepted, to execute the Performance Security referred to in Conditions of Contract for the due performance of the Contract
8 |  | We understand that you are not bound to accept the lowest or any bid you may receive
9 |  | We do hereby declare that the Bid is made without any collusion, comparison of figures or arrangement with any other person or persons making a bid for the Works
Dated:- | [10 empty] | Signature:
Name of Bidder in Block Capitals:
Seal:
Address:
Issued to M/s
[7 empty] | Vide D.R.No. | [5 empty] | Dated:-
[7 empty] | and charged Rs. | [6 empty] | as Tender Fee.
MEMORANDUM
a). |  | General Description: | [5 empty] | Construction of link road from Bhobhar Minor to Village Pir Bux Malokani mile 0/0-0/3 (0.60 Km)
b). |  | Estimated Cost: | [6 empty] | Rs. | 6.152 | (M)
c). |  | Earnest Money: | [6 empty] | Rs. | 307600 | /-
d). |  | Time allowed for completion: | [6 empty] | 18 | Months
e). |  | Percentage to be deducted from contractors’ bills: | [5 empty] | 3% as Security Deposit & 7.50% as Income Tax (NTN holders) Any other Taxes / Levies, if notified by the Government.
EXECUTIVE ENGINEER
HIGHWAYS DIVISION
SANGHAR
SUMMARY OF BID PRICES
Bill No. |  |  | Description | [9 empty] | Total Amount (Rs)
|  |  | A. Road Work | [9 empty] | Rs.
|  |  | B. Culverts | [9 empty] | Rs.
|  |  | C. Bridges | [9 empty] | Rs.
|  |  | Total Bid Price (A+B+C):- | [9 empty] | Rs.
(In words Rupees
CONTRACTOR
SCHEDULE - A TO BID
SCHEDULE OF PRICES (BOQ)
(Description and rate of Items based on Composite Schedule of Rates)
A. | ROAD WORK:-
ITEM |  | QUANTITIES |  |  | DECSRIPTION | [6 empty] | RATE |  | UNIT |  | AMOUNT
1 |  |  |  |  | FORMATION
Earth work for road embankment by bulldozers including ploughing mixing clod breaking dressing & compacting with optimum moisture contents lead up to 100’ & lift up to 5’ in ordinary soil accept rock.
|  | 54200 |  | Cft | a). | Compaction upto 85% Density W.E.L | [5 empty] | 9450.33 |  | %0 Cft. |  | 512208
|  | 149000 |  | Cft |  | Compaction upto 85% Density W.O.L | [5 empty] | 3656.23 |  | %0 Cft. |  | 544778
|  | 4800 |  | Cft | b). | Compaction 95-100% Density W.E.L | [5 empty] | 11984.27 |  | %0 Cft. |  | 57524
|  | 23800 |  | Cft |  | Compaction 95-100% Density W.O.L | [5 empty] | 6190.17 |  | %0 Cft. |  | 147326
2 |  |  |  |  | SUB BASE COURSE
Preparing Sub-Base Course by supplying and spreading stone metal 1 ½ “-2” gauge of approved quality from approved quarry in required thickness 6” in two layers (each 3” layers) to proper camber & grade i/c hand packing filling voids with 10 Cft Screening and non-plastic quarry of approved quality and gauge from approved source watering and compacting to achieve 98-100% density as per Modified AASHO Specifications. Rate i/c all cost of materials T&P & carriage upto site of work etc complete.
|  | 12200 |  | Cft | [7 empty] | 8650.7 |  | %Cft. |  | 1055385
3 |  |  |  |  | BRICK ON END EDGING
Lyaing brick on end edging i/c supplying 9”x4 ½ “x3” Ist Class burnt bricks from kiln to site of work, excavation for laying edging with Small Side parallel to the road. Rate includes all cost of materials T&P & carriage up to site of work etc complete.
|  | 4000 |  | Rft | [7 empty] | 2771.65 |  | %Rft. |  | 110866
4 |  |  |  |  | BASE COURSE
Preparing Base Course i/c supplying and spreading stone metal of approved quality properly graded to maximum size of 1-½” in required thickness to proper camber and grade i/c supplying & spreading 15 cft: screenings and non plastic quarry fines filling depressions with stone metal after initial rolling including watering and compacting the same so as to achieve 100% density as per Modified AASHO specification. This i/c providing and using templates camber plates screens from as directed. Rate including all cost of materials T&P & carriage up to site of work etc complete.
|  | 12200 |  | Cft | [7 empty] | 9693.35 |  | %Cft. |  | 1182589
ITEM |  | QUANTITIES |  |  | DECSRIPTION | [6 empty] | RATE |  | UNIT |  | AMOUNT
5 |  |  |  |  | TRIPPLE SURFACE TREATMENT
Providing 3 coats of surface dressing on new or existing surface with (40+25+14)=79 Ibs of Bitumen per % Sft of 80/100 penetration from N.R. Karachi and (5.5+2.75+1.50)=9.75 Cft crush bajri size 3/4”-1/2”,1/2”-3/8” and 3/8”-1/8” respectively per % Sft from Jam Shoro quarry to site of work i/c cleaning the road surface i/c rolling with power roller etc complete (Each coat will be provided and rolled separately).
|  | 24500 |  | Sft | [7 empty] | 4170.05 |  | %Sft. |  | 1021662
[5 empty] | Amount of Schedule Items | [9 empty] | Rs. | 4632338
[5 empty] | Add / Deduct ________% Above / Below of rates of CSR | [9 empty] | Rs.
[5 empty] | Ded:difference cost of Bitumen 8.64 Tons | [9 empty] | Rs. | 257990 |  |  |  | 8.64
[5 empty] | @ Rs.29860.0 Per Ton.This item will be paid | [14 empty] | 29860
without premium.
[12 empty] | TOTAL (A) :- |  |  | Rs.
(TO BE CARRIED TO SUMMRY OF BID PRICE)
|  | CONTRACTOR | [11 empty] | EXECUTIVE ENGINEER
HIGHWAYS DIVISION
SANGHAR
SCHEDULE OF PRICES (BOQ)
(Description and rate of Items based on Composite Schedule of Rates)
B. | CULVERTS & BRIDGES
ITEM |  | QUANTITIES |  |  | DECSRIPTION | [6 empty] | RATE |  | UNIT |  | AMOUNT
1 |  |  |  |  | EXCAVATION
Excavation in foundation of Building Bridges, and other structures i/c dag belling, dressing refilling around structures with excavated earth watering reaming lead upto one chain & lift upto 5’ in ordinary soil.
|  | 1750 |  | Cft | [7 empty] | 3176.25 |  | %Cft. |  | 5558
2 |  |  |  |  | CEMENT CONCRETE BRICK
Cement concrete brick or stone ballast 1-1/2" to 2" gauge ratio 1:4:8
|  | 225 |  | Cft | [7 empty] | 9416.28 |  | %Cft. |  | 21187
3 |  |  |  |  | PACCA BRICK WORK
Pacca brick work in foundation and plinth in cement sand mortar ratio 1:6.
|  | 370 |  | Cft | [7 empty] | 12501.41 |  | %Cft. |  | 46255
4 |  |  |  |  | BRICK ON EDGING
Brick on edge flooring in1:6 cement mortar in ben 3/4" thick in cement mortar.
|  | 70 |  | Sft | [7 empty] | 5256.63 |  | %Sft. |  | 3680
5 |  |  |  |  | CEMENT PLASTER
Cement plaster 1:3 upto 20' height 1/2" thick
|  | 200 |  | Sft | [7 empty] | 2344.59 |  | %Sft. |  | 4689
6 |  |  |  |  | FABRICATION
Fabrication of mild steel re-inforcement for cement concrete including cutting bending laying in position making joints and fastening including cost of bending wire also i/c removal of rust from bars).
|  | 5.2 |  | CWt | [7 empty] | 4820.2 |  | P.CWt |  | 25065
7 |  |  |  |  | CEMENT CONCRETE PLAIN
Cement concrete plain i/c placing compacting finishing and curring complete i/c screening and washing of stone aggregate without shuttering Ratio 1:2:4:
|  | 75 |  | Cft | [7 empty] | 14429.25 |  | %Cft. |  | 10822
ITEM |  | QUANTITIES |  |  | DECSRIPTION | [6 empty] | RATE |  | UNIT |  | AMOUNT
8 |  |  |  |  | R.C.C. WORK
RCC work i/c all labor and material except the cost of steel reinforcement and its labor for binding & bending which will be paid separately. This rate also includes all kinds of forms moulds lifting, shuttering curing rendering and finishing the exposed surface i/c screening and washing of shingle i/c RCC work in roof slab beams columns rafts, lintels and other structural main bars, laid in position complete in all respects Ratio 1:2:4.
|  | 80 |  | Cft | [7 empty] | 337 |  | P. Cft. |  | 26960
9 |  |  |  |  | S / S & FILLING
S/S and filling sand pit or canal of approved sources of supply required section as directed by Engineer Inchagre.
|  | 500 |  | Cft | [7 empty] | 900 |  | %Cft. |  | 4500
[5 empty] | Amount of Schedule Items (01 No. Culvert) | [9 empty] | Rs. | 148716
[5 empty] | Total Cost of Schedule Items (02 Nos. Culverts) | [9 empty] | Rs. | 297432 |  |  |  | 2
[5 empty] | Add / Deduct ________% Above / Below of rates of CSR | [9 empty] | Rs.
[12 empty] | TOTAL (B) :- |  |  | Rs.
(TO BE CARRIED TO SUMMRY OF BID PRICE)
|  | CONTRACTOR | [11 empty] | EXECUTIVE ENGINEER
HIGHWAYS DIVISION
SANGHAR
SCHEDULE OF PRICES (BOQ)
(Description and rate of Items based on Composite Schedule of Rates)
c | BRIDGE
ITEM |  | QUANTITIES |  |  | DECSRIPTION | [6 empty] | RATE |  | UNIT |  | AMOUNT
1 |  |  |  |  | EXCAVATION
Excavation in foundation of Building Bridges, and other structures i/c dag belling, dressing refilling around structures with excavated earth watering reaming lead upto one chain & lift upto 5’ in ordinary soil.
|  | 3671 |  | Cft | [7 empty] | 3176.25 |  | %Cft. |  | 11660
2 |  |  |  |  | CEMENT CONCRETE BRICK
Cement concrete brick or stone ballast 1-1/2" to 2" gauge ratio 1:4:8
|  | 729 |  | Cft | [7 empty] | 9416.28 |  | %Cft. |  | 68645
3 |  |  |  |  | PACCA BRICK WORK
Pacca brick work in foundation and plinth in cement sand mortar ratio 1:6.
|  | 2850 |  | Cft | [7 empty] | 12501.41 |  | %Cft. |  | 356290
4 |  |  |  |  | ERRECTION
Errection of removel cement centering for RCC Plain CC work vertical (Part a Wood)
|  | 258 |  | Sft | [7 empty] | 3127.41 |  | %Sft. |  | 8069
5 |  |  |  |  | CEMENT PLASTER
Cement plaster 1:3 upto 20' height 1/2" thick
|  | 406 |  | Sft | [7 empty] | 2344.59 |  | %Sft. |  | 9519
6 |  |  |  |  | FABRICATION
Fabrication of mild steel re-inforcement for cement concrete including cutting bending laying in position making joints and fastening including cost of bending wire also i/c removal of rust from bars).
|  | 34.21 |  | CWt | [7 empty] | 4820.2 |  | P.CWt |  | 164899
7 |  |  |  |  | CEMENT CONCRETE PLAIN
Cement concrete plain i/c placing compacting finishing and curring complete i/c screening and washing of stone aggregate without shuttering Ratio 1:2:4:
|  | 478 |  | Cft | [7 empty] | 14429.25 |  | %Cft. |  | 68972
ITEM |  | QUANTITIES |  |  | DECSRIPTION | [6 empty] | RATE |  | UNIT |  | AMOUNT
8 |  |  |  |  | R.C.C. WORK
RCC work i/c all labor and material except the cost of steel reinforcement and its labor for binding & bending which will be paid separately. This rate also includes all kinds of forms moulds lifting, shuttering curing rendering and finishing the exposed surface i/c screening and washing of shingle i/c RCC work in roof slab beams columns rafts, lintels and other structural main bars, laid in position complete in all respects Ratio 1:2:4.
|  | 473 |  | Cft | [7 empty] | 337 |  | P. Cft. |  | 159401
9 |  |  |  |  | FILLING WATERING
Filling watering and remming earth under floor with new earth excavated from out side lead upto one chain and lift upto 5 feet (S.I.NO.22/P-4)
|  | 7000 |  | Cft | [7 empty] | 3630 |  | %0CFT |  | 25410
[5 empty] | Amount of Schedule Items (01 No. Bridge) | [9 empty] | Rs. | 872865
[5 empty] | Total Cost of Schedule Items (01 Nos. Bridge) | [9 empty] | Rs. | 872865 |  |  |  | 1
[5 empty] | Add / Deduct ________% Above / Below of rates of CSR | [9 empty] | Rs.
[12 empty] | TOTAL (C) :- |  |  | Rs.
(TO BE CARRIED TO SUMMRY OF BID PRICE)
|  | CONTRACTOR | [11 empty] | EXECUTIVE ENGINEER
HIGHWAYS DIVISION
SANGHAR

## Mukhtiar Rajput House 112
|  |  | (LETTER OF OFFER) | [13 empty] | (22) |  | 22 | ( | )
[7 empty] | Bid Reference No. |  |  | TC/G-55/ |  | 369 |  | Dated:- |  | 10.03.2017
Construction of Internal road (P.B) from Hussaini chowk to Mukhtiar Rajput House mile 550 Rft
To,
The Executive Engineer Highways Division Sanghar
Gentlemen,
1 |  | Having examined the Bidding Documents including Instructions to Bidders, Bidding Data, Conditions of Contract, Contract Data, Specifications, Drawings, if any, Schedule of Prices and Addenda for the execution of the above-named works, we, the undersigned, being a company doing business under the name of and address (as follows) and being duly incorporated under the laws of Pakistan hereby offer to execute and complete such works and remedy any defects therein in conformity with the said Documents including Addenda thereto for the Total Bid Price of Rs________________________ (Rupees ____________________________________________________ _________________________________) or such other sum as may be ascertained in accordance with the said Documents
2 |  | We understand that all the Schedules attached hereto form part of this Bid
3 |  | As security for due performance of the undertakings and obligations of this Bid, we submit herewith a Bid Security in the shape of Call Deposit for amounting Rs._______________ (Rupees_________________________ ___________________) issued from _________________________________________________ pledged in your favour and valid for a period of twenty eight ( 28 ) days beyond the period of validity of Bid
4 |  | We undertake, if our Bid is accepted, to commence the Works and to deliver and complete the Works comprised in the Contract within the time(s) stated in Contract Data
5 |  | We agree to abide by this Bid for the period of ( 90 ) days from the date fixed for receiving the same and it shall remain binding upon us and may be accepted at any time before the expiration of that period
6 |  | Unless and until a formal Agreement is prepared and executed, this Bid, together with your written acceptance thereof, shall constitute a binding contract between us
7 |  | We undertake, if our Bid is accepted, to execute the Performance Security referred to in Conditions of Contract for the due performance of the Contract
8 |  | We understand that you are not bound to accept the lowest or any bid you may receive
9 |  | We do hereby declare that the Bid is made without any collusion, comparison of figures or arrangement with any other person or persons making a bid for the Works
Dated:- | [9 empty] | Signature:
Name of Bidder in Block Capitals:
Seal:
Address:
Issued to M/s
[6 empty] | Vide D.R.No. | [5 empty] | Dated:-
[6 empty] | and charged Rs. | [6 empty] | as Tender Fee.
MEMORANDUM
a). |  | General Description: |  |  |  |  | Construction of Internal road (P.B) from Hussaini chowk to Mukhtiar Rajput House mile 550 Rft
b). |  | Estimated Cost: | [5 empty] | Rs. | 2.831 | (M)
c). |  | Earnest Money: | [5 empty] | Rs. | 141600 | /-
d). |  | Time allowed for completion: | [5 empty] | 18 | Months
e). |  | Percentage to be deducted from contractors’ bills: |  |  |  |  | 3% as Security Deposit & 7.50% as Income Tax (NTN holders) Any other Taxes / Levies, if notified by the Government.
EXECUTIVE ENGINEER
HIGHWAYS DIVISION
SANGHAR
SUMMARY OF BID PRICES
Bill No. |  |  | Description | [8 empty] | Total Amount (Rs)
|  |  | A. Road Work | [8 empty] | Rs.
|  |  | B. Culverts & Bridges | [8 empty] | Rs.
|  |  | Total Bid Price (A+B):- | [8 empty] | Rs.
(In words Rupees
CONTRACTOR
SCHEDULE - A TO BID
SCHEDULE OF PRICES (BOQ)
(Description and rate of Items based on Composite Schedule of Rates)
A. | ROAD WORK:-
ITEM |  | QUANTITIES |  |  | DECSRIPTION | [5 empty] | RATE |  | UNIT |  | AMOUNT
1 |  |  |  |  | CEMENT CONCRETE PLAIN
Cement concrete plain i/c placing compacting finishing and curring complete i/c screening and washing of stone aggregate without shuttering Ratio 1:2:4:
|  | 1310 |  | Cft | [6 empty] | 14429.25 |  | %Cft. |  | 189023
2 |  |  |  |  | SUB BASE COURSE
Preparing Sub-Base Course by supplying and spreading stone metal 1 ½ “-2” gauge of approved quality from approved quarry in required thickness 6” in two layers (each 3” layers) to proper camber & grade i/c hand packing filling voids with 10 Cft Screening and non-plastic quarry of approved quality and gauge from approved source watering and compacting to achieve 98-100% density as per Modified AASHO Specifications. Rate i/c all cost of materials T&P & carriage upto site of work etc complete.
|  | 3275 |  | Cft | [6 empty] | 7335.27 |  | %Cft. |  | 240230
3 |  |  |  |  | PAVER BLOCK
Providing and fixing cement paving blacks flooring have size of 197x97x60(mm)of city / quddra / cabble shape with natuaral colour having strength b/w 5000 Psi to i/c manner Pattern and design etc complete.
|  | 13100 |  | Sft | [6 empty] | 223.97 |  | P.Sft |  | 2934007
[5 empty] | Amount of Schedule Items | [8 empty] | Rs. | 3363260
[5 empty] | Add / Deduct ________% Above / Below of rates of CSR | [8 empty] | Rs.
[11 empty] | TOTAL (A) :- |  |  | Rs.
(TO BE CARRIED TO SUMMRY OF BID PRICE)
|  | CONTRACTOR | [10 empty] | EXECUTIVE ENGINEER
HIGHWAYS DIVISION
SANGHAR