## 1
Schedule A to Bid
SCHEDULE OF PRICES (BOQ)
(Description and rate of items based on Composite Schedule of Rates)
NAME OF WORK: - |  | Construction of Lavatory Block & Miscelleance Work in Deputy Commissioner Office Sanghar.
S.# | Items of Work |  |  | Qty: |  | Rate | Unit | Amount
Part-A (Civil Work)
Lavatory Block & Compound Wall ( Civil)
1 | Excavation in foundation of building bridges and other sturture I/c degtelling gretting refilling around structure with excavated earth watering and remming lead upto 5' feet ordinary soil (S.I.No. 18 (b) P-4) |  |  | 1488 | Cft | 3176.25 | %0Cft | 4726
2 | Dismentling pacca brick work in cment send moter (S.I.No.13 P.No. 10) |  |  | 2816 | Sft | 1285.63 | %Sft | 36203
3 | Dismentaling C.C Plain (1:2:4) (S.I.No 19-C-P.No 10) |  |  | 315 | Cft | 3327.5 | %Cft | 10482
4 | Dismentling RCC work in salb I/c sepraty(S.I.No. 20 P.No,10) |  |  | 467 | Cft | 5445 | %Cft | 25428
5 | Removing cement palster from walls (S.I.No. 53 P-13) |  |  | 6500 | Sft | 121 | %Sft | 7865
6 | Applying fleating coat of cement 1/32" thick (S.I.No.14 P-52) |  |  | 6500 | Sft | 660 | %Sft | 42900
7 | Cement concrete brick work or stone ballast 1:5:10 (S.I.No.4 ( C ) P-14) |  |  | 630 | Cft | 8694.95 | %Cft | 54778
8 | Execavation forwell in dry tup 20' bellow ground level in ordy soil (S.I.No. 1 P.No86) |  |  | 265 | Cft | 2247.58 | %Cft | 596
9 | Wet sinking of well for depth bellow spring level i/c all charges for shoring loading and removing execavated material (S.I.No. 3 P.No87)
| (A) from 0 to 5' depth |  |  | 177 | Cft | 11763.8 | %0Cft | 2082
| (B) From 5.1 to 10 depth |  |  | 442 | Cft | 24200 | %0Cft | 10696
| (C) From 10.1 to 15 depth |  |  | 265 | Cft | 37230.77 | %0Cft | 9866
10 | Making RC Well Crub (S.I.No. 7 P.No. 90) |  |  | 64 | Cft | 704.25 | P.Cft | 45072
11 | Laying well crub in position oly (S.I.No. 6 P.No. 90) |  |  | 2 | No. | 272.25 | Each | 545
12 | Pacca Brick work in foundation to plinth cement sand ratio (1:6) (S.I.No 4 (e) P.20) |  |  | 2165 | Sft | 11948.36 | %Sft | 258682
13 | Extra for pacca brick work in staining of well or any other circular masonary (S.I.No. 10 P.No 22) |  |  | 413 | Sft | 1131.63 | %Sft | 4674
14 | R.C.C work I/c all labour and material except the cost of steel reinforcement for c.c and its labour for bending and binding which will be paid sepretely (a)RC work in roof slabs beams coloumns rafts, and lintles and other structural members laid in situe |  |  | 2019 | Cft | 337 | P.Cft | 680403
15 | Febrication of mild steel reinfored for cc i/c cutting bending and lying in position making joints and fasting includes all cost of removal of rust from bars. (S.I.No. 7 P-20)
| (A) Tar Bar |  |  | 64.61 | cwt | 5001.7 | P.cwt | 323160
| (B) Mild |  |  | 16.15 | cwt | 4820.2 | P.cwt | 77846
16 | Pacca Brick work in other than building (1:6) (S.I.No 7-e- P.No 21) |  |  | 1996 | Cft | 12346.65 | %Cft | 246439
17 | Pacca Brick Work in ground floor with cement sand mortar ratio (1:6) (S.I.No 5 (e) Page No: 20) |  |  | 1223 | Cft | 12674.36 | %Cft | 155007
18 | First Class deodar wood rought joinery in door and windows etc fixied in position I/c chwkat hold fast hinges iron tower bit chowk cleats handles and coard with hooks etc 1 3/4" thick (S.I.No 7-b-P.No 57) |  |  | 140 | Sft | 1273.76 | P.Sft | 178326.4
19 | Supplying and fixing in position iron steel grillies of 3/4" x1/4" size flat iron of approved design I/c painting 3 cost etc complete finishing grill (S.I.No. 26 P-92) |  |  | 96 | Sft | 180.5 | P.Sft | 17328
20 | Filling watering and remming earth ground floor with surplus earth excavated from out side lead upto 1 chain and lift upto 5' feet (S.I.No. 21 P-4) |  |  | 992 | Cft | 1512.5 | %0Cft | 1500
21 | Cement Concrete palin including placing compacting finishing and curring complete including screending and washing of stone aggregate without shuttering ratio 1:2:4 ( S.I.No 5-f-P.No 15) . |  |  | 232 | Cft | 14429.25 | %Cft | 33476
22 | Cement plaster 1/2" thick upto height ratio 1:6 (S.I.No. 13-b- P-51) |  |  | 18712 | Sft | 2206.6 | %Sft | 412899
23 | Laying Floor of approved colour glazed tiles 1/4" thick laid in white cement and pigments on the bad of 3/4" thick cement morter (S.I.No 25 P.No 42) |  |  | 376 | Sft | 27747.06 | %Sft | 104329
24 | Glazed tiles dado 1/4" thick laid in pigment over 1:2 cement sand morter 3/4" thick i/c finishing (S.I.No 38 P.No 44) |  |  | 744 | Sft | 28299.3 | %Sft | 210547
25 | Cement plaster 3/8" thick ratio 1:4 (S.I.No: 11 (a) P.No: 51) |  |  | 17968 | Sft | 2197.52 | %Sft | 394850
26 | Distempering three coats over primary coat (S.I.No S.I.No 24-b-P.No 54) |  |  | 17968 | Sft | 1646.15 | %Sft | 295780
27 | Preparing / Painting Doors windows (New Surface) (S.I.No 5-C-P.No 69) |  |  | 340 | Sft | 2116.41 | %Sft | 7196
28 | White washing 3 coats (S.I.No 26-C-P.No 53) |  |  | 719 | Sft | 829.95 | %Sft | 5967
29 | Two Coat of Bitumen laid hot using 34 Lbs for % Sft over roof and blinded with sand at one C.ft Per % Sft (S.I.No 13 P.No 34) |  |  | 719 | Sft | 1887.4 | %Sft | 13570
30 | Making and Fixing Steel Grated Door with 1/16" thick sheeting i/c angle iron frame 2"x2"x 3/8" size and 3/4" square bars at 4" center to center i/c locking arrangments (S.I. 24 P.No 91) |  |  | 72 | Sft | 726.72 | P.Sft | 52324
31 | Providing and laying Hala or astern tile glazed 8”x8” x ¼” on floor wall i/c in required colour and pattern of stile specification joint in whit cement pigment over a base of 1.2 grey cement marter ¾” thick i/c washing and filling of joints with slarry of white gery of with cement etc complete (S.I.No 62 P.No 47) |  |  | 128 | Sft | 34520.31 | %Sft | 44186
32 | Preparing / Painting guard bars (New Surface 3 Coat ) (S.I.No 5-D-P.No 69) |  |  | 144 | Sft | 1270.83 | %Sft | 1830
33 | Painting old surface Guard Bars 3 Coats. |  |  | 144 | Sft | 977.4 | %Sft | 1407
|  | Amount of Schedule Items |  |  |  |  | Total | 3772965.4
Add: / Deduct _________ %Above / Below of rates oc CSR Rs:
Deduct _________ % Below of Marble item rates oc CSR Rs:
Total (A)
PART-(B) Water Supply & Sanitary Fitting
1 | P/F: squanting eurptan type white glazed earthen ware w.c pan with complete with and i/c the cost of white black bast quality and lid with c.p sraws hinges and buffer 3 gallon white glazed earthen ware low level flushing cistern with siphon fitting 1-1/2" dia white precelian flush bound 3/4" dia and making required no of hold in wall plinth and floor for pipe crossing and making good cement concret 1:2:4: ( foregion quality.) S.I.No. 5 (P-2) |  |  | 8 | Nos | 4846.6 | Each | 38772.8
2 | P/f: 22"x16" lavatory basin in white glazed earthen ware complete white and I/c the cost at of W.I or c.I Cost of W.I or C.I cantilever brackets 6" built into walls, painted white in 2 coat after a primary coat of red lead paint, a pair of 1/2" rubber plug & chrome brass waste of approved pattern 1-1/4" dia malloable iron or C.P brass traps, amlloable iron or brass unions and making requisite number of holes in walls plinth and floor for pipe connection & making good in cement concrete 1:2:4 (Foreign or Equivalant ) (S.I.No 13 P.No: 4) |  |  | 4 | Nos | 4694.8 | Each | 18779.2
3 | Add: Extra for labour for providing and fixing of earthen ware pedestal white or coloured glazed |  |  | 4 | Nos | 938.47 | Each | 3753.88
4 | F.Fixing flat back lipped from urinal basin of white glazed earthen (S.I.No. 6 P.No 2) |  |  | 4 | Nos | 3890.7 | Each | 15562.8
5 | P/f: 6" X 2" or 6" X 3" C.I floor trap of the approved self cleaning design with a C.I srew down gating with out a vent arm complete with a nd I/c making requost number of holes in cement walls plinth and floor pipe connection and making good in c.c. 1:2:4 ratio (S.I.No 20 P.No 6) |  |  | 16 | Nos: | 2042.43 | Each | 32678.88
6 | P/F: Nyloon connection 1/2" dia complete with bracess stop cook with pair of brass nuts and linding joints to nyloon connection (S.I.No 23 P.No 6) |  |  | 16 | Nos | 447.15 | Each | 7154.4
7 | P/F: Handle valve (Chine Make) (3/4" dia) |  |  | 4 | Nos: | 271.92 | Each | 1087.68
8 | S/F: Cancelled Tee stop cock of superier quality |  |  | 16 | Nos: | 843.92 | Each | 13502.72
9 | S/F: long bib cock of superier quality with 1/2" thick c.p head |  |  | 16 | Nos: | 1109.46 | Each | 17751.36
10 | S/F: sawan type of piler cock superier quality single C.P hea 1/2" dia (S.I.No 16-b-P.No 19) |  |  | 4 | Nos: | 795 | P.No: | 3180
11 | P/F: Chamber 9" X 6" ( Inside dimension) x 24" deep for house maters with 6" thick c.c 1:2 block get on 1:6 cement morter 6" thick c,c, 1:4:8 in foundation 1/2" thick cement plaster 1:3 C.M to all inside wall surface and to top 1" thick c.c. 1:2:4 flooring complete with hinged cast concrate a cover and frame 9" x6" (inside) clear opning wt: 1"qr : etc fixed in cement concrate 1:2:4 i/c curring excavation back filling and disposal of earth etc complete. |  |  | 8 | Nos: | 2582.47 | Each | 20659.76
12 | Providing G.I pipe special etc including fixing cutting and fitting complete with and i/c the cost of breaking through walls and roof making good etc painting two coats after cleaning the pipe etc with white zink paint with pigment to match. (S.I.No 1 P.No 12)
| A---do--- 1/2" dia |  |  | 120 | Rft | 73.21 | P.Rft | 8785.2
| B---do--- 3/4" dia |  |  | 110 | Rft | 95.79 | P.Rft | 10536.9
| C---do--- 1" dia |  |  | 120 | Rft | 128.55 | P.Rft | 15426
13 | Providing & Laying UPVC pioe of Class "B" fixing in trench i/c cutting, fitting, and jointing with solvent cement i/c testing with water to a head of 61 meter or 200 ft (S.I.No 4-b-P.No 23) (P.H.E) |  |  | 144 | Nos: | 136 | Each | 19584
14 | Providing RCC Pipe with colour class "B" and digging trenches etc complete. (S.I.No 2 P.NO 23) 6" dia |  |  | 90 | Rft | 199.25 | P.Rft | 17932.5
15 | Construction of Main Hole (S.I.No. ……. P.No…….) |  |  | 4 | No. | 7191.5 | Each | 28766
16 | Boring for Tube Well (S.I.No…… P.No……) |  |  | 120 | Rft | 160 | P.Rft | 19200
17 | Supplying UPVC Pipe Fitting Class "B"
| a) 4" dia Tee |  |  | 8 | Nos: | 725 | Each | 5800
| b) 4" dia Elbow |  |  | 8 | Nos: | 577 | Each | 4616
|  | Amount of Schedule Items |  |  |  | Total |  | 303530.08
Add: / Deduct _________ %Above / Below on Sanitary Items Rs:
Add: / Deduct _________ %Above / Below only G.I & RCC Pipe Rs:
Total (B)
PART-(C) Non-Schedule Item.
1 | Providing & Fixing 0.50 HPMotor With pump |  |  | 2 | Nos |  | Each
2 | Providing & Fixing G.I Filter 1" dia |  |  | 10 | Rft |  | P.Rft
3 | Providing and Making 24 guage Sheet |  |  | 20 | Nos |  | Each
4 | Providing & Making Approved Quality executive chair with frame cussion |  |  | 1 | Nos |  | Each
5 | Providing and Making approved quality chair with foam & Cusses |  |  | 100 | Nos |  | Each
|  | Amount of Non-Schedule Items |  |  |  | Total
Total (A+B+C)
Note: Any variation in the description on item Quantites, Rates if
any as per Sanctioned Estimate will be accepted
| CONTRACTOR |  |  | EXECUTIVE ENGINEER
BUILDINGS DIVISION
SANGHAR.
Note on P38: Anwer ali:
Note on P40: Anwer ali:
Note on P41: Anwer ali:

## 2
Schedule A to Bid
SCHEDULE OF PRICES (BOQ)
(Description and rate of items based on Composite Schedule of Rates)
NAME OF WORK: - |  | Rehabilitation / Renovation of Treasury Officer Bungalow Sanghar.
S.# | Items of Work |  |  |  | Qty: |  | Rate | Unit | Amount
Part-A (Civil Work)
1 | Excavationof well in dry upto 20 bellow ground level and disposal of soil within one chian form 0 to 5' depth (S.I.No.1 P.No 86) |  |  |  | 132.47 | Cft | 2247.58 | %0Cft | 298
2 | Wet sinking of well for depth bellow spring level i/c all charges for shoring loading and removing execavated material (S.I.No. 3 P.No87)
| (A) from 0 to 5' depth |  |  |  | 88 | Cft | 11763.8 | %0Cft | 1035
| (B) From 5.1 to 10 depth |  |  |  | 132 | Cft | 24200 | %0Cft | 3194
3 | Making RC Well Crub (S.I.No. 7 P.No. 90) |  |  |  | 36 | Cft | 704.25 | P.Cft | 25353
4 | Laying well crub in position oly (S.I.No. 6 P.No. 90) |  |  |  | 1 | No. | 272.25 | Each | 272
5 | Dismentling pacca brick work in cment send moter (S.I.No.13 P.No. 10) |  |  |  | 555 | Sft | 1285.63 | %Sft | 7135
6 | Pacca Brick work in foundation to plinth cement sand ratio (1:6) (S.I.No 4 (e) P.20) |  |  |  | 297 | Sft | 11948.36 | %Sft | 35487
7 | Extra for pacca brick work in staining of well or any other circular masonary (S.I.No. 10 P.No 22) |  |  |  | 127 | Sft | 1131.63 | %Sft | 1437
8 | R.C.C work I/c all labour and material except the cost of steel reinforcement for c.c and its labour for bending and binding which will be paid sepretely (a)RC work in roof slabs beams coloumns rafts, and lintles and other structural members laid in situe |  |  |  | 462 | Cft | 337 | P.Cft | 155694
9 | Febrication of mild steel reinfored for cc i/c cutting bending and lying in position making joints and fasting includes all cost of removal of rust from bars. (S.I.No. 7 P-20)
| (A) Tar Bar |  |  | = | 14.78 | cwt | 5001.7 | P.cwt | 73925
| (B) Mild |  |  | = | 3.7 | cwt | 4820.2 | P.cwt | 17835
10 | Pacca Brick Work in ground floor with cement sand mortar ratio (1:6) (S.I.No 5 (e) Page No: 20) |  |  |  | 63 | Cft | 12674.36 | %Cft | 7985
11 | Pacca Brick work in other than building (1:6) (S.I.No 7-e- P.No 21) |  |  |  | 675 | Cft | 12346.65 | %Cft | 83340
12 | Removing cement palster from walls (S.I.No. 53 P-13) |  |  |  | 8419 | Sft | 121 | %Sft | 10186.99
13 | Applying fleating coat of cement 1/32" thick (S.I.No.14 P-52) |  |  |  | 8419 | Sft | 660 | %Sft | 55565
14 | Cement plaster 1/2" thick upto height ratio 1:6 (S.I.No. 13-b- P-51) |  |  |  | 11387 | Sft | 2206.6 | %Sft | 251266
15 | Dismentaling C.C Plain (1:2:4) (S.I.No 19-C-P.No 10) |  |  |  | 1557 | Cft | 3327.5 | %Cft | 51809
16 | Providing and Lying 3" thick C.C topping (1:2:4) i/c surface finishing dividing into panles (S.I.No 16-B-P.No 41)
| (A) 3" thick |  |  |  | 1717 | Sft | 4411.82 | %Sft | 75751
| (B) (2) 2" thick |  |  |  | 2245 | Sft | 3275.5 | %Sft | 73535
17 | Cement Concrete palin including placing compacting finishing and curring complete including screending and washing of stone aggregate without shuttering ratio 1:2:4 ( S.I.No 5-f-P.No 15) . |  |  |  | 716 | Cft | 14429.25 | %Cft | 103313
18 | Laying Floor of approved colour glazed tiles 1/4" thick laid in white cement and pigments on the bad of 3/4" thick cement morter (S.I.No 25 P.No 42) |  |  |  | 693 | Sft | 27747.06 | %Sft | 192287
19 | Glazed tiles dado 1/4" thick laid in pigment over 1:2 cement sand morter 3/4" thick i/c finishing (S.I.No 38 P.No 44) |  |  |  | 981 | Sft | 28299.3 | %Sft | 277616
20 | Providing and Fixing 3/8" thick marble tiles of approved quality and colour and shade size 8" x 4" / 6" x 4" in dado skirting and facing removal / tucking of existing plaster surface etc. over 1/2" thick base of cement mortar 1:3 setting of tils in slurry of white cement over mortar base i/c filling the joints and washing the tiles with white cement slurry, currient finishing cleaning and (New work) (S.I.No .... P.No .....) |  |  |  | 68 | Sft | 201.07 | P.Sft | 13673
21 | Cement plaster 3/8" thick ratio 1:4 (S.I.No: 11 (a) P.No: 51) |  |  |  | 8481 | Sft | 2197.52 | %Sft | 186372
22 | Making and Fixing Steel Grated Door with 1/16" thick sheeting i/c angle iron frame 2"x2"x 3/8" size and 3/4" square bars at 4" center to center i/c locking arrangments (S.I. 24 P.No 91) |  |  |  | 60 | Sft | 726.72 | P.Sft | 43603
23 | Supplying and fixing in position iron steel grillies of 3/4" x1/4" size flat iron of approved design I/c painting 3 cost etc complete finishing grill (S.I.No. 26 P-92) |  |  |  | 258 | Sft | 180.5 | P.Sft | 46569
24 | P/F iron steel grill door with angle iron frame of 1-1/2" x 1-1/2" x 1/4" and flat iron 3/4" x 1/4" with approved design and locking arrangment embeded in Masonry as per instruction of Engineer incharge (S.I.NO. 31 P.NO 94) |  |  |  | 192 | Sft | 231.6 | P.Sft | 44467
25 | First Class deodar wood rought joinery in door and windows etc fixied in position I/c chwkat hold fast hinges iron tower bit chowk cleats handles and coard with hooks etc 1 3/4" thick (S.I.No 7-b-P.No 57) |  |  |  | 39 | Sft | 1273.76 | P.Sft | 49676.64
26 | Glazing with panes ( 16 oz to 18 oz) using deodar wooden filter & putty (S.I.No. 45 (b) P.No. 63) |  |  |  | 66 | Sft | 142.9 | P.Sft | 9431.4
27 | Providing and Fixing 1-1/3" thick deodar wood framing i/c wire guage with ordinary hings (S.I.No 14 (b) P.No 58) |  |  |  | 63 | Sft | 562.98 | P.Sft | 35467.74
28 | Galvonized wire guaze fixed to chowkats with 3/4" deodar strip and screws (S.I.No 14-D-P.No: 59) |  |  |  | 319 | Sft | 190.72 | P.Sft | 60840
29 | Applying chemical polishing on existing marble floor i/c cleaning, grinding with carbornondon stem (S.I.No. 70 P.No 49) |  |  |  | 532 | Sft | 36.6 | P.Sft | 19471
30 | Supplying and fixing false ceilling of paster of paris in pannel I/c making fram work of deodar wood I/c pointing with galigia paint (S.I.No. 52 P-63) |  |  |  | 392 | Sft | 25293.42 | %Sft | 99150
31 | Providing and Fixing of pairs ceiling border of 8" to 10 width (S.I.No…… P.No…..) |  |  |  | 112 | Sft | 104.22 | P.Rft | 11673
32 | Painting doors and windows any type three coats (old Surface) (S.I.No.4-c P-67) |  |  |  | 1951 | Sft | 1662.21 | %Sft | 32430
33 | Preparing New surface paitning Shash fan light glazed or gauzed door and windows 03 Coats (S.I.N 5-b-P.No 69) |  |  |  | 382 | Sft | 1270.83 | %Sft | 4855
34 | Preparing / Painting guard bars (New Surface 3 Coat ) (S.I.No 5-D-P.No 69) |  |  |  | 120 | Sft | 1270.83 | %Sft | 1525
35 | Painting old surface Guard Bars 3 Coats. |  |  |  | 234 | Sft | 977.4 | %Sft | 2287
36 | Distempering three coats over primary coat (S.I.No S.I.No 24-b-P.No 54) |  |  |  | 10338 | Sft | 1646.15 | %Sft | 170179
37 | Colour wash 3 Coats (S.I.No 24 P.No 53) |  |  |  | 8588 | Cft | 859.9 | %Sft | 73848
38 | P.F brass spring hungs to wire guge door (S.I.No…… P.No……) |  |  |  | 4 | No. | 801.35 | Each | 3205
39 | P.F Sliding bolts 10" long (S.I.No…… P.No…..) |  |  |  | 10 | No. | 203.9 | Each | 2039
40 | Two Coat of Bitumen laid hot using 34 Lbs for % Sft over roof and blinded with sand at one C.ft Per % Sft (S.I.No 13 P.No 34) |  |  |  | 2245 | Sft | 1887.4 | %Sft | 42372
41 | Providing and laying Hala or astern tile glazed 8”x8” x ¼” on floor wall i/c in required colour and pattern of stile specification joint in whit cement pigment over a base of 1.2 grey cement marter ¾” thick i/c washing and filling of joints with slarry of white gery of with cement etc complete (S.I.No 62 P.No 47) |  |  |  | 96 | Sft | 34520.31 | %Sft | 33139
|  | Amount of Schedule Items | [5 empty] | Total | 2490591.77
Add: / Deduct _________ %Above / Below of rates oc CSR Rs:
Deduct _________ % Below of Marble item rates oc CSR Rs:
Total (A)
Part-B ( W/S & S/F)
1 | P/F: squanting eurptan type white glazed earthen ware w.c pan with complete with and i/c the cost of white black bast quality and lid with c.p sraws hinges and buffer 3 gallon white glazed earthen ware low level flushing cistern with siphon fitting 1-1/2" dia white precelian flush bound 3/4" dia and making required no of hold in wall plinth and floor for pipe crossing and making good cement concret 1:2:4: ( foregion quality.) S.I.No. 1-b (P-1) |  |  |  | 4 | Nos | 4802.6 | Each | 19210.4
2 | P/F: squanting eurptan type white glazed earthen ware w.c pan with complete with and i/c the cost of white black bast quality and lid with c.p sraws hinges and buffer 3 gallon white glazed earthen ware low level flushing cistern with siphon fitting 1-1/2" dia white precelian flush bound 3/4" dia and making required no of hold in wall plinth and floor for pipe crossing and making good cement concret 1:2:4: ( foregion quality.) S.I.No. 4 (P-2) |  |  |  | 2 | Nos | 5339.4 | Each | 10678.8
3 | P/f: 22"x16" lavatory basin in white glazed earthen ware complete white and I/c the cost at of W.I or c.I Cost of W.I or C.I cantilever brackets 6" built into walls, painted white in 2 coat after a primary coat of red lead paint, a pair of 1/2" rubber plug & chrome brass waste of approved pattern 1-1/4" dia malloable iron or C.P brass traps, amlloable iron or brass unions and making requisite number of holes in walls plinth and floor for pipe connection & making good in cement concrete 1:2:4 (Foreign or Equivalant ) (S.I.No 12 P.No: 4) |  |  |  | 4 | Nos | 4694.8 | Each | 18779.2
3 | Add: Extra for labour for providing and fixing of earthen ware pedestal white or coloured glazed (S.I.No. 9 P.No. 2) |  |  |  | 4 | Nos | 938.47 | Each | 3753.88
4 | Providing and Fixing Steel Sink Sainless local make complete with C.I bracket 6" built in the wall siz 36 x 18 (S.I.No 19-b- P.No 6) |  |  |  | 1 | Nos | 5162.3 | Each | 5162.3
5 | P/F: Nyloon connection 1/2" dia complete with bracess stop cook with pair of brass nuts and linding joints to nyloon connection (S.I.No 23 P.No 6) |  |  |  | 8 | Nos | 447.15 | Each | 3577.2
6 | P/F: 1/2" dia lead connection complete with 1/2" di bracess stop cook with two brass nuts and linding joints to lead pipe (S.I.No 22 P.No 6.) |  |  |  | 4 | Nos | 689.7 | Each | 2758.8
7 | P/F C.P Brass Towl rail 3/4" dia 24" long standard (S.I.No 1-iii-(a) P.No 07 ) |  |  |  | 4 | Nos | 972.95 | Each | 3891.8
8 | Providing and Fixing 24"x18" bavelled edge mirrior of belgium glass complete with 1/8" thick hard board and C.P Screws fixed to wooden plate (S.I.No. 3 P.No. 7) |  |  |  | 4 | Nos | 1711.6 | Each | 6846.4
9 | S/F: stop cock with C.P Head of superier quality (S.I.No. 11-a-P.No. 18) |  |  |  | 8 | Nos: | 478.28 | Each | 3826.24
10 | S/F: Cancelled Tee stop cock of superier quality (S.I.No. 12-a-P.No.18 |  |  |  | 12 | Nos: | 843.92 | Each | 10127.04
11 | S/F: long bib cock of superier quality with 1/2" thick c.p head (S.I.No. 13-a-P.No. 19) |  |  |  | 9 | Nos: | 1109.46 | Each | 9985.14
12 | S/F: sawan type of piler cock superier quality single C.P hea 1/2" dia (S.I.No 16-b-P.No 19) |  |  |  | 2 | Nos: | 795 | Each | 1590
13 | S/F Wash Basin mixture with C.P Head (S.I.No. 14-a-P.No. 19) |  |  |  | 2 | Nos: | 2882 | Each | 5764
14 | S/F Jet Shower with rod (S.I.No 15 P.No 19.) |  |  |  | 4 | Nos: | 1142.24 | Each | 4568.96
15 | S/F Sink Mixture with C.P head ( S.I.No 17 P.No 19) |  |  |  | 1 | Nos: | 2745.6 | Each | 2745.6
16 | S/F Muslim Shower With double Bib Cock (S.I.No 19-a- P.No 19) |  |  |  | 2 | Nos: | 3432 | Each | 6864
17 | P/F: Handle valve (Chine Make) (3/4" dia) (S.I.No. 5 P.No 17)
| a) 1"dia |  |  |  | 2 | Nos: | 365.42 | Each | 730.84
| b) 3/4"dia |  |  |  | 4 | Nos: | 271.92 | Each | 1087.68
18 | Providing G.I pipe special etc including fixing cutting and fitting complete with and i/c the cost of breaking through walls and roof making good etc painting two coats after cleaning the pipe etc with white zink paint with pigment to match. (S.I.No 1 P.No 12)
| A---do--- 1/2" dia |  |  |  | 160 | Rft | 73.21 | P.Rft | 11713.6
| B---do--- 3/4" dia |  |  |  | 620 | Rft | 95.79 | P.Rft | 59389.8
| C---do--- 1" dia |  |  |  | 24 | Rft | 128.55 | P.Rft | 3085.2
19 | Providing & Laying UPVC pioe of Class "B" fixing in trench i/c cutting, fitting, and jointing with solvent cement i/c testing with water to a head of 61 meter or 200 ft (S.I.No 4-b-P.No 23) (P.H.E) |  |  |  | 201 | Nos: | 136 | Each | 27336
20 | P/f: 6" X 2" or 6" X 3" C.I floor trap of the approved self cleaning design with a C.I srew down gating with out a vent arm complete with a nd I/c making requost number of holes in cement walls plinth and floor pipe connection and making good in c.c. 1:2:4 ratio (S.I.No 20 P.No 6) |  |  |  | 7 | Nos: | 2042.43 | Each | 14297.01
21 | Constructing small wheel wall chamber clear inside size 12x12x12" with wall of 9" thick of B.B in cement mortar 1:3 over 4" thick cement concrete 1:3:6 cement plaster 1/2" thick 1:3 inside i/c C.I main hole cover with frame 12" x 6" clear opening (S.I.No. 7 P.No 52) (PHE) |  |  |  | 9 | Nos: | 1671 | Each | 15039
22 | Providing RCC Pipe with colour class "B" and digging trenches etc complete. (S.I.No 2 P.NO 23)
| 6" dia |  |  |  | 150 | Rft | 199.25 | P.Rft | 29887.5
23 | Construction of Main Hole or inspection chamber for the required circular sewer and 3'.6" depth with wall of B.B in cment sand mortar 1:3 cement plastered 1:3 1/2" thick inside of wall and 1" thick over benching and channel i/c fixing C.I main hole cover with frame of clear opening 1/2" x 1/2" ( 88.9kg) embeded in plain C.C 1:2:4 and fixing 1" dia M.S Steps 6" wide and 4" projecting from the face of wall at 12" center to center (S.I.No. 1 P.No.46) |  |  |  | 6 | No. | 7191.5 | Each | 43149
24 | Providing UPVC Pipe class "D" fixing in tranches i/c cutting fitting and jointing (S.i.No. 3-a-P.No. 23) (PHE) |  |  |  | 270 | Rft | 28 | P.Rft | 7560
|  | Amount of Schedule Items |  |  |  |  | Total |  | 333405.39
Add: / Deduct _________ %Above / Below on Sanitary Items Rs:
Add: / Deduct _________ %Above / Below only G.I & RCC Pipe Rs:
Total (B)
PART-(C) Non-Schedule Item.
1 | Providing & Fixing 0.50 HPMotor With pump set |  |  |  | 1 | Nos |  | Each
Total ( C)
Total (A+B+C)
Note: Any variation in the description on item Quantites, Rates if
any as per Sanctioned Estimate will be accepted
| CONTRACTOR |  |  |  | EXECUTIVE ENGINEER
BUILDINGS DIVISION
SANGHAR.
Note on P48: Anwer ali:
Note on P52: Anwer ali:

## 3
Schedule A to Bid
SCHEDULE OF PRICES (BOQ)
(Description and rate of items based on Composite Schedule of Rates)
NAME OF WORK: - |  | Rehabilitation / Renovation of Dargah Syed Muhib Ali Shah Deh Merachan UC-Koro Umrani Taluka Shahdadpur District Sanghar.
S.# | Items of Work |  |  | Qty: |  | Rate | Unit | Amount
Part-A (Civil Work)
1 | Dismentling RCC work in salb I/c sepraty(S.I.No. 20 P.No,10) |  |  | 338 | Cft | 5445 | %Cft | 18404
2 | Dismentling pacca brick work in cment send moter (S.I.No.13 P.No. 10) |  |  | 32 | Sft | 1285.63 | %Sft | 411
2 | Dismentaling 2nd Class Tile Roofing (S.I.No 22-b-P.No 11 ) |  |  | 527 | Sft | 378.13 | %Sft | 1993
3 | Dismentaling Rolled steel beams iron rails etc complete (S.I.No. 42 P.13) |  |  | 19.18 | Cwt | 126.04 | P.Cwt | 2417
4 | Dismentaling C.C Plain (1:2:4) (S.I.No 19-C-P.No 10) |  |  | 145 | Cft | 3327.5 | %Cft | 4825
5 | Removing cement palster from walls (S.I.No. 53 P-13) |  |  | 1683 | Cft | 121 | %Sft | 2037
6 | Excavation in foundation of building bridges and other sturture I/c degtelling gretting refilling around structure with excavated earth watering and remming lead upto 5' feet ordinary soil (S.I.No. 18 (b) P-4) |  |  | 1796 | Cft | 3176.25 | %0Cft | 5705
7 | Cement concrete brick work or stone ballast 1:5:10 (S.I.No.4 ( C ) P-14) |  |  | 1076 | Cft | 8694.95 | %Cft | 93559
8 | Pacca Brick work in foundation to plinth cement sand ratio (1:6) (S.I.No 4 (e) P.20) |  |  | 1335 | Cft | 11948.36 | %Cft | 159511
9 | R.C.C work I/c all labour and material except the cost of steel reinforcement for c.c and its labour for bending and binding which will be paid sepretely (a)RC work in roof slabs beams coloumns rafts, and lintles and other structural members laid in situe or pre cost laid in position making joints and fastening (1:2:4) ratio (S.I.No 6 P.No 16) |  |  | 1147 | Cft | 337 | P.Cft | 386539
10 | Febrication of mild steel reinfored for cc i/c cutting bending and lying in position making joints and fasting includes all cost of removal of rust from bars. (S.I.No. 8 (a) P-16) Tar Bar |  |  | 46.08 | cwt | 5001.7 | P.cwt | 230478
11 | Pacca Brick work in other than building (1:6) (S.I.No 7-e- P.No 21) |  |  | 998 | Cft | 12346.65 | %Sft | 123220
12 | Pacca Brick Work in ground floor with cement sand mortar ratio (1:6) (S.I.No 5 (e) Page No: 20) |  |  | 366 | Cft | 12674.36 | %Cft | 46388
13 | Cement Concrete palin including placing compacting finishing and curring complete including screending and washing of stone aggregate without shuttering ratio 1:2:4 ( S.I.No 5-f-P.No 15) . |  |  | 467 | Cft | 14429.25 | %Cft | 67385
14 | Applying fleating coat of cement 1/32" thick (S.I.No.14 P-52) |  |  | 1683 | Sft | 660 | %Sft | 11108
15 | Cement plaster 1/2" thick upto height ratio 1:6 (S.I.No. 13-b- P-51) |  |  | 5059 | Sft | 2206.6 | %Sft | 111632
16 | Cement plaster 3/8" thick ratio 1:4 (S.I.No: 11 (a) P.No: 51) |  |  | 5059 | Sft | 2197.52 | %Sft | 111173
17 | Laying white marble flooring fine dreosed in the surface wihtout winging set in line mortar 1:2: I/c rubbing and polishing of the joint (28-P/ (a) 3/4" thick flooring (S.I.No.28 P-42) |  |  | 290 | Sft | 567.48 | P.Sft | 164569
18 | Providing and Fixing 3/8" thick marble tiles of approved quality and colour and shade size 8" x 4" / 6" x 4" in dado skirting and facing removal / tucking of existing plaster surface etc. over 1/2" thick base of cement mortar 1:3 setting of tils in slurry of white cement over mortar base i/c filling the joints and washing the tiles with white cement slurry, currient finishing cleaning and (New work) (S.I.No 68 P.No 48) |  |  | 68 | Sft | 186.04 | P.Sft | 12651
19 | Laying Floor of approved colour glazed tiles 1/4" thick laid in white cement and pigments on the bad of 3/4" thick cement morter (S.I.No 25 P.No 42) |  |  | 288 | Sft | 27747.06 | %Sft | 79912
20 | Glazed tiles dado 1/4" thick laid in pigment over 1:2 cement sand morter 3/4" thick i/c finishing (S.I.No 38 P.No 44) |  |  | 148 | Sft | 28299.3 | %Sft | 41883
21 | Providing and laying Hala or astern tile glazed 8”x8” x ¼” on floor wall i/c in required colour and pattern of stile specification joint in whit cement pigment over a base of 1.2 grey cement marter ¾” thick i/c washing and filling of joints with slarry of white gery of with cement etc complete (S.I.No 62 P.No 47) |  |  | 144 | Sft | 34520.31 | %Sft | 49709
22 | First Class deodar wood rought joinery in door and windows etc fixied in position I/c chwkat hold fast hinges iron tower bit chowk cleats handles and coard with hooks etc 1 3/4" thick (S.I.No 7-b-P.No 57) |  |  | 148 | Sft | 1273.76 | P.Sft | 188516.48
23 | Supplying and fixing in position iron steel grillies of 3/4" x1/4" size flat iron of approved design I/c painting 3 cost etc complete finishing grill (S.I.No. 26 P-92) |  |  | 166 | Sft | 180.5 | P.Sft | 29963
24 | P/F iron steel grill door with angle iron frame of 1-1/2" x 1-1/2" x 1/4" and flat iron 3/4" x 1/4" with approved design and locking arrangment embeded in Masonry as per instruction of Engineer incharge (S.I.NO. 31 P.NO 94) |  |  | 28 | Sft | 231.6 | P.Sft | 6485
25 | Galvonized wire guaze fixed to chowkats with 3/4" deodar strip and screws (S.I.No 14-D-P.No: 59) |  |  | 96 | Sft | 190.72 | P.Sft | 18309
26 | Making and Fixing Steel Grated Door with 1/16" thick sheeting i/c angle iron frame 2"x2"x 3/8" size and 3/4" square bars at 4" center to center i/c locking arrangments (S.I. 24 P.No 91) |  |  | 120 | Sft | 726.72 | P.Sft | 87206
27 | Borrow pit excavtion undressed lead upto 100 feet Ordinary Soil (S.I.No 3-a-P.No1) |  |  | 3000 | Cft | 2117.5 | %0 Cft | 6353
28 | Providing and Lying 3" thick C.C topping (1:2:4) i/c surface finishing dividing into panles (S.I.No 16-B-P.No 41) 2" thick |  |  | 599 | Sft | 3275.5 | %Sft | 19620
29 | Two Coat of Bitumen laid hot using 34 Lbs for % Sft over roof and blinded with sand at one C.ft Per % Sft (S.I.No 13 P.No 34) |  |  | 599 | Sft | 1887.4 | %Sft | 11306
30 | White washing 3 coats (S.I.No 26-C-P.No 53) |  |  | 1069 | Sft | 829.95 | %Sft | 8872
31 | Distempering three coats over primary coat (S.I.No S.I.No 24-b-P.No 54) |  |  | 3210 | Sft | 1646.15 | %Sft | 52841
32 | Preparing / Painting Doors windows (New Surface) (S.I.No 5-C-P.No 69) |  |  | 388 | Sft | 2116.41 | %Sft | 8212
33 | Preparing / Painting guard bars (New Surface 3 Coat ) (S.I.No 5-D-P.No 69) |  |  | 340 | Sft | 1270.83 | %Sft | 4321
34 | Colour wash 3 Coats (S.I.No 25 P.No 53) |  |  | 5387 | Sft | 1303.17 | %Sft | 70202
35 | Preparing the surface and painting with plastic emulation paint of approved make i/c rubbing the surface with sand paper with chalk plaster etc complete (S.I.No 40 P.No 56). |  |  | 200 | Sft | 2237.95 | P.Rft | 4476
|  | Amount of Schedule Items |  |  |  |  | Total | 2242191.48
Add: / Deduct _________ %Above / Below of rates oc CSR Rs:
Deduct _________ % Below of Marble item rates oc CSR Rs:
Total (A)
PART-B (Water Supply Sanitary Fitting & Drainage
1 | P/F: squanting eurptan type white glazed earthen ware w.c pan with complete flushing cistern with internal fitting and flush pipe with bend & making requisite number of holes in walls plinth & floor for pipe constructions & making good in cement concrete1:2:4 (W.C Pan o not less than 23" clear opening between flushing rins and 3 gallons flushing tank with 4" dia C.I Pipe (S.I.No 1-b-P.No 1) |  |  | 2 | Nos: | 6014.8 | Each | 12029.6
3 | Providing and Fixing Flate back lipped urinal basin not less then 17" size (S.I.No 7 P.No 3) |  |  | 2 | Nos | 4440.7 | Each | 8881.4
4 | P/f: 22"x16" lavatory basin in white glazed earthen ware complete white and I/c the cost at of W.I or c.I Cost of W.I or C.I cantilever brackets 6" built into walls, painted white in 2 coat after a primary coat of red lead paint, a pair of 1/2" rubber plug & chrome brass waste of approved pattern 1-1/4" dia malloable iron or C.P brass traps, amlloable iron or brass unions and making requisite number of holes in walls plinth and floor for pipe connection & making good in cement concrete 1:2:4 (Foreign or Equivalant ) (S.I.No 13 P.No: 4) |  |  | 1 | Nos | 4694.8 | Each | 4694.8
5 | Add: Extra for labour for providing and fixing of earthen ware pedestal white or coloured glazed superior quality. (S.I.No: 11 P.No: 03). |  |  | 1 | Nos | 2533.47 | Each | 2533.47
7 | P/f: 6" X 2" or 6" X 3" C.I floor trap of the approved self cleaning design with a C.I srew down gating with out a vent arm complete with a nd I/c making requost number of holes in cement walls plinth and floor pipe connection and making good in c.c. 1:2:4 ratio (S.I.No 20 P.No 6) |  |  | 4 | Nos | 2042.43 | Each | 8169.72
8 | Providing and Fixing 1/2" dia local connection (S.I.No 22 P.No 6) |  |  | 2 | Nos | 689.7 | Each | 1379.4
9 | P/F: Nyloon connection 1/2" dia complete with bracess stop cook with pair of brass nuts and linding joints to nyloon connection (S.I.No 23 P.No 6) |  |  | 2 | Nos | 447.15 | P.No: | 894
10 | Supplying and Fixing C.P Muslim shower with double bib cock & ring pipe etc complete (S.I.No 19-a-P.No19) |  |  | 2 | No | 3432 | Each | 6864
11 | S/F: long bib cock of superier quality with 1/2" thick c.p head (S.I.No 13-b-P.No 19) |  |  | 4 | Nos | 1384.24 | P.No: | 5536.96
12 | S/F: 1/2" Cancelled tee stop cock of superior quality with C.P head 1/2" (S.I.No: 14 P.No:14). |  |  | 4 | Nos | 889.46 | P.No: | 3557.84
13 | S/F: sawan type of piler cock superier quality single C.P hea 1/2" dia (S.I.No 16-b-P.No 19) |  |  | 2 | Nos | 795 | P.No: | 1590
14 | Supplying and Fixing wash basin mixture of superior quality with C.P Head 1/2" dia (S.I.No 14-b-P.No14) |  |  | 2 | No | 3179 | Each | 6358
15 | S/F: Sink Mixture (S.I.No: 17 / P-19). |  |  | 1 | Nos | 2745.6 | P.No: | 2745.6
17 | P/F 24 X 18" bevelled edge mirror of belgium glasss water tank 1/8" thick hand board and C.P screw fixed to wooden class |  |  | 2 | Nos | 2376 | Each | 4752
18 | Providing and Fixing C.P brass towel Rail complete 24" long 3/4" square (S.I.No: 1 (iii) (a) P.No 7) |  |  | 2 | Nos | 972.95 | Each | 1945.9
19 | Providing G.I pipe special etc including fixing cutting and fitting complete with and i/c the cost of breaking through walls and roof making good etc painting two coats after cleaning the pipe etc with white zink paint with pigment to match. (S.I.No 1 P.No 12)
| i) 1/2" dia |  |  | 75 | Rft | 73.21 | P.RRft | 5490.75
| ii) 3/4" dia |  |  | 50 | Rft | 95.79 | P.RRft | 4789.5
| iii) 1" dia |  |  | 20 | Rft | 128.55 | P.RRft | 2571
20 | P/F: Handle valve (Chine Make)
| 1" dia |  |  | 2 | Nos | 365.42 | P.No: | 730.84
| 3/4" |  |  | 2 | Nos | 271.95 | P.No: | 543.9
21 | Add: extra labour for cancelled G.I Pipe and fitting 3/4" dia |  |  | 30 | Rft | 8.45 | P.RRft | 253.5
22 | P/F: Chamber 15" X 9" ( Inside dimension) x 24" deep for house maters with 6" thick c.c 1:2 block get on 1:6 cement morter 6" thick c,c, 1:4:8 in foundation 1/2" thick cement plaster 1:3 C.M to all inside wall surface and to top 1" thick c.c. 1:2:4 flooring complete with hinged cast concrate a cover and frame 15" x 9" (inside) clear opning wt: 1"qr : etc fixed in cement concrate 1:2:4 i/c curring excavation back filling and disposal of earth etc complete (S.I.No 4 P.No 20) |  |  | 1 | Nos | 5905.67 | Each | 5905.67
23 | Construction of Main Hole 2'x2'x3.60 |  |  | 1 | No | 14748 | Each | 14748
24 | Providing and Fixing RCC Pipe 6" dia (S.I.No 2-c-P.No 23) |  |  | 20 | Rft | 199.25 | Each | 3985
25 | Providing and Fixing UPVC Pipe of Class "D" fixing and tranches 3/4" dia (S.I.No 6 P.No 24) |  |  | 20 | Rft | 19 | Each | 380
26 | UPVC pipe pressure pipe "B" Class fixing in tranches i/c cutting fitting etc complete 4" dia (S.I.No 4-b-P.no 23) |  |  | 30 | Rft | 136 | Each | 4080
|  | Amount of Schedule Items |  |  |  | Total |  | 115410.85
Add: / Deduct _________ %Above / Below on Sanitary Items Rs:
Add: / Deduct _________ %Above / Below only G.I & RCC Pipe Rs:
Total (B)
Total (A+B)
Note: Any variation in the description on item Quantites, Rates if
any as per Sanctioned Estimate will be accepted
| CONTRACTOR |  |  | EXECUTIVE ENGINEER
BUILDINGS DIVISION
SANGHAR.
Note on P36: Anwer ali:
Note on P37: Anwer ali:
Note on P38: Anwer ali:

## 4
Schedule A to Bid
SCHEDULE OF PRICES (BOQ)
(Description and rate of items based on Composite Schedule of Rates)
NAME OF WORK: - |  | Construction of Compound Wall & Massan Hindu Graveyard Near Old Dhak Naka Sanghar.
S.# | Items of Work |  | Qty: |  | Rate | Unit | Amount
Part-A (Civil Work)
1 | Dismentling RCC work in salb I/c sepraty(S.I.No. 20 P.No,10) |  | 324 | Cft | 5445 | %Cft | 17642
2 | Dismentaling of C.C Plain 1:3:6 (S.I.No. …… P.No……) |  | 1200 | Cft | 1306.8 | %Cft | 15682
3 | Dismentling pacca brick work in cment send moter (S.I.No.13 P.No. 10) |  | 1262 | Sft | 1285.63 | %Sft | 16225
4 | Excavation in foundation of building bridges and other sturture I/c degtelling gretting refilling around structure with excavated earth watering and remming lead upto 5' feet ordinary soil (S.I.No. 18 (b) P-4) |  | 1600 | Cft | 3176.25 | %0Cft | 5082
5 | Cement concrete brick work or stone ballast 1:5:10 (S.I.No.4 ( C ) P-14) |  | 400 | Cft | 8694.95 | %Cft | 34780
6 | Pacca Brick work in foundation to plinth cement sand ratio (1:6) (S.I.No 4 (e) P.20) |  | 2712 | Sft | 11948.36 | %Sft | 324040
7 | R.C.C work I/c all labour and material except the cost of steel reinforcement for c.c and its labour for bending and binding which will be paid sepretely (a)RC work in roof slabs beams coloumns rafts, and lintles and other structural members laid in situe |  | 888 | Cft | 337 | P.Cft | 299256
8 | Febrication of mild steel reinfored for cc i/c cutting bending and lying in position making joints and fasting includes all cost of removal of rust from bars. (S.I.No. 7 P-20)
| (A) Tar Bar |  | 26.64 | cwt | 5001.7 | P.cwt | 133245
| (B) Mild |  | 8.88 | cwt | 4820.2 | P.cwt | 42803
9 | Pacca Brick work in other than building (1:6) (S.I.No 7-e- P.No 21) |  | 1893 | Cft | 12346.65 | %Cft | 233722
10 | Removing cement palster from walls (S.I.No. 53 P-13) |  | 8832 | Sft | 121 | %Sft | 10686.72
11 | Applying fleating coat of cement 1/32" thick (S.I.No.14 P-52) |  | 8832 | Sft | 660 | %Sft | 58291
12 | Cement plaster 1/2" thick upto height ratio 1:6 (S.I.No. 13-b- P-51) |  | 25261 | Sft | 2206.6 | %Sft | 557409
13 | Cement plaster 3/8" thick ratio 1:4 (S.I.No: 11 (a) P.No: 51) |  | 25261 | Sft | 2197.52 | %Sft | 555116
14 | Making and Fixing Steel Grated Door with 1/16" thick sheeting i/c angle iron frame 2"x2"x 3/8" size and 3/4" square bars at 4" center to center i/c locking arrangments (S.I. 24 P.No 91) |  | 108 | Sft | 726.72 | P.Sft | 78486
15 | Cement Concrete palin including placing compacting finishing and curring complete including screending and washing of stone aggregate without shuttering ratio 1:2:4 ( S.I.No 5-f-P.No 15) . |  | 110 | Cft | 14429.25 | %Cft | 15872
16 | Colour wash 3 Coats (S.I.No 25 P.No 53) |  | 25261 | Sft | 1303.17 | %Sft | 329194
17 | Preparing / Painting guard bars (New Surface 3 Coat ) (S.I.No 5-D-P.No 69) |  | 250 | Sft | 1270.83 | %Sft | 3177
|  | Amount of Schedule Items |  |  |  | Total | 2730708.72
Add: / Deduct _________ %Above / Below of rates oc CSR Rs:
Total
Note: Any variation in the description on item Quantites, Rates if
any as per Sanctioned Estimate will be accepted
| CONTRACTOR |  | EXECUTIVE ENGINEER
BUILDINGS DIVISION
SANGHAR.

## 5
Schedule A to Bid
SCHEDULE OF PRICES (BOQ)
(Description and rate of items based on Composite Schedule of Rates)
NAME OF WORK: - |  | Rehabilitation / Renovation of Mukhtiarkar Office Taluka Sinjhoro District Sanghar.
S.# | Items of Work |  |  |  | Qty: |  | Rate | Unit | Amount
Part-A (Civil Work)
1 | Rehandling of earth work (a) Lead upto a single throw of kassi phawrah or showel.(S.I.No. 26 P.No. 11) |  |  |  | 7346 | Cft | 756.25 | %Cft | 5555
2 | Dismentling RCC work in salb I/c sepraty(S.I.No. 20 P.No,10) |  |  |  | 30 | Cft | 5445 | %Cft | 1634
3 | Dismentaling C.C Plain (1:2:4) (S.I.No 19-C-P.No 10) |  |  |  | 90 | Cft | 3327.5 | %Cft | 2995
4 | Dismentling pacca brick work in cment send moter (S.I.No.13 P.No. 10) |  |  |  | 175 | Cft | 1285.63 | %Cft | 2250
5 | Dismentling roof tiles 2nd class (S.I.No.22b P.No. 11) |  |  |  | 563 | Sft | 378.13 | %Sft | 2129
6 | Dismentling rolled steel beams iron rails etc complete (S.I.No.42 P.No. 13) |  |  |  | 19.76 | Cwt | 126.04 | P.Cwt | 2491
7 | Removing Door with chowkhats (S.I.No. 33a P.No. 12) |  |  |  | 25 | No.s | 142.18 | P.No. | 3555
8 | Removing of Door with windows (S.I.No. 33b P.No. 12) |  |  |  | 17 | No.s | 102.85 | P.No. | 1748
9 | Removing cement plaster from wall ( S.I.No 53 P.No 13) . |  |  |  | 14606 | Sft | 121 | %Sft | 17673
10 | Filling watering and remming earth ground floor with new earth excavated from out side lead upto 1 chain and lift upto 5' feet (S.I.No. 22 P-4) |  |  |  | 9890 | Cft | 3630 | %0Cft | 35901
11 | Excavation in foundation of building bridges and other sturture I/c degtelling gretting refilling around structure with excavated earth watering and remming lead upto 5' feet ordinary soil (S.I.No. 18 (b) P-4) |  |  |  | 936 | Cft | 3176.25 | %0Cft | 2973
12 | Pacca Brick work in foundation to plinth cement sand ratio (1:6) (S.I.No 4 (e) P.20) |  |  |  | 790 | Cft | 11948.36 | %Cft | 94392
13 | R.C.C work I/c all labour and material except the cost of steel reinforcement for c.c and its labour for bending and binding which will be paid sepretely (a)RC work in roof slabs beams coloumns rafts, and lintles and other structural members laid in situe or pre cost laid in position making joints and fastening (1:2:4) ratio (S.I.No 6 P.No 16) |  |  |  | 311 | Cft | 337 | P.Cft | 104807
14 | Febrication of mild steel reinfored for cc i/c cutting bending and lying in position making joints and fasting includes all cost of removal of rust from bars. (S.I.No. 7 P-20) |  |  |  | 9.76 | cwt | 5001.7 | P.cwt | 48817
15 | Pacca Brick Work in ground floor with cement sand mortar ratio (1:6) (S.I.No 5 (e) Page No: 20) |  |  |  | 49 | Cft | 12674.36 | %Cft | 6210
16 | Pacca Brick work in other than building (1:6) (S.I.No 7-e- P.No 21) |  |  |  | 1260 | cft | 12364.46 | %Cft | 155792
17 | Cement concrete brick work or stone ballast 1:5:10 (S.I.No.4 ( C ) P-14) |  |  |  | 3245 | Cft | 8694.95 | %Cft | 282151
18 | Laying earth in 6" thick layer lavelling dressing and watering for compaction etc complete. |  |  |  | 9890 | Cft | 263 | %0 Cft | 2601
19 | Cement Concrete palin including placing compacting finishing and curring complete including screending and washing of stone aggregate without shuttering ratio 1:2:4 ( S.I.No 5-f-P.No 15) . |  |  |  | 1623 | Cft | 14429.25 | %Cft | 234187
20 | Applying floating coat of cement 1/32" thick (S.I.No.14 P-52) |  |  |  | 14606 | Sft | 660 | %Sft | 96400
21 | Cement plaster 1/2" thick upto height ratio 1:6 (S.I.No. 13-b- P-51) |  |  |  | 14606 | Sft | 2206.6 | %Sft | 322296
22 | Cement plaster 3/8" thick ratio 1:4 (S.I.No: 11 (a) P.No: 51) |  |  |  | 14606 | Sft | 2197.52 | %Sft | 320970
23 | Pointing |  |  |  | 2928 | Sft | 121 | %Sft | 3543
24 | Fixing doors including chowkhats |  |  |  | 25 | No.s | 279.51 | P.No. | 6988
25 | Supplying and fixing girders (Basic Schedule) (S.I.No. 140 P.No. 72) |  |  |  | 8.04 | Cwt | 3850 | P.No. | 30954
26 | Supplying and fixing T-iron (Basic Schedule) (S.I.No. 144 P.No. 72) |  |  |  | 11.72 | Cwt | 3575 | P.No. | 41899
27 | Laying white marble flooring fine dreosed in the surface wihtout winging set in line mortar 1:2: I/c rubbing and polishing of the joint (28-P/ (a) 3/4" thick flooring (S.I.No.28 P-42) |  |  |  | 3000 | Sft | 567.48 | P.Sft | 1702440
28 | Providing and Fixing 3/8" thick marble tiles of approved quality and colour and shade size 8" x 4" / 6" x 4" in dado skirting and facing removal / tucking of existing plaster surface etc. over 1/2" thick base of cement mortar 1:3 setting of tiles in slurry of white cement over mortar base i/c filling the joints and washing the tiles with white cement slurry current finishing cleaning and (New work) (S.I.No 68 P.No 48) |  |  |  | 610 | Sft | 186.04 | P.Sft | 113484
29 | Providing and laying tiles glazed 6"x6"x1/4" on floor or wall facing in required color and pattern of SITE specification jointed in white cement and pigment over a base of 1:2 grey cement 3/4" thick i/c washing and filling of joints with slurry of white cement and pigment in desired shape with finishing clearing and cost of wax polish etc complete i/c cutting (S.I.No 60 P.No 46) |  |  |  | 240 | Sft | 30509.77 | %Sft | 73223
30 | Providing and laying glazed tiles dado 1/4" thick laid in pigment over 1:2 cement sand mortor 3/4" thick i/c finishing lish etc complete (S.I.No 38 P.No 45) |  |  |  | 1053 | Sft | 28299.3 | %Sft | 297992
31 | Providing and laying Hala or astern tile glazed 8”x8” x ¼” on floor wall i/c in required colour and pattern of stile specification joint in whit cement pigment over a base of 1.2 grey cement marter ¾” thick i/c washing and filling of joints with slarry of white gery of with cement etc complete (S.I.No 62 P.No 47) |  |  |  | 336 | Sft | 34520.31 | %Sft | 115988
32 | Providing and Fixing G.I frame chowkat of size 7"x2" or 4-1/2" x 3" for door using 20 gauge G.I Sheet i/c selded hinges and fixing at site with necessary holders fasts, filling with cement sand slurry of ratio 1:6 (S.I.No: 29 P.No: 92) |  |  |  | 244 | Sft | 228.9 | P.Sft | 55852
33 | Providing and Fixing G.I frame chowkat of size 7"x2" or 4-1/2" x 3" for windows using 20 gauge G.I Sheet i/c selded hinges and fixing at site with necessary holders fasts, filling with cement sand slurry of ratio 1:6 (S.I.No: 28 P.No: 92) |  |  |  | 209 | Sft | 240.5 | P.Sft | 50265
34 | P/F iron steel grill door with angle iron frame of 1-1/2" x 1-1/2" x 1/4 and flat iron of 3/4" x 1/4" with approved design and locking arrangment embede in masonry asa per instruction of Engineer incharge(S.I.No 31- P.No 99) |  |  |  | 28 | Sft | 231.6 | %Sft | 6485
35 | Supplying and fixing in position iron steel grillies of 3/4" x1/4" size flat iron of approved design I/c painting 3 cost etc complete finishing grill (S.I.No. 26 P-92) |  |  |  | 334 | Sft | 180.5 | P.Sft | 60287
36 | M/F: Steel grated doors with 1/16" thick sheeting i/c angle iron frame 2"x2"x3/8" and 3/4" squares bars 4" cc with locking arrangement (S.I.No. 24 P-92) |  |  |  | 60 | Sft | 726.72 | P.sft | 43603
37 | Galvonized wire guaze fixed to chowkats with 3/4" deodar strip and screws (S.I.No 14-D-P.No: 59) |  |  |  | 240 | Sft | 190.72 | P.Sft | 45773
38 | First Class deodar wood wrought joinary in door and windows etc fixed in position i/c chowkats old fasters hinges iron tower bolts chockes cleats handles and cords with hocks etc deodar pannled or pannelled and glazed or fully glazed 1-3/4" thick (S.I.No 7-B-P.No: 58) only Shulter |  |  |  | 484 | Sft | 902.93 | P.Sft | 437018
39 | P/F: 1-1/3" thick deodar wood framing i/c wire guaze with ordinary hings (S.I.No. 14b P.No. 58) |  |  |  | 466 | Sft | 562.98 | P.sft | 262348.68
40 | S/F: in position aluminium channels framing for hinged doors or alcops made with 5 mm thick tinted glass glazed (Balgium) and alpha (japan) locks including handles stoppers etc (b) (delux model) (bronze) (S.I.No. 83 (b) P-107) |  |  |  | 126 | Sft | 1507.66 | P.sft | 189965.16
41 | S/F: in position aluminium channels framing for hinged windows or ventilaters or alcop made with 5 mm thick tinted glass glazed (Balgium) and aluminium fly screen including handles stoppers & locking arrangements etc complete (b) (delux model) (bronze) (S.I.No. 84 (b) P-107) |  |  |  | 64 | Sft | 1647.69 | P.sft | 105452.16
42 | Lime Plaster (c)1/2" thick 1:2 |  |  |  | 14606 | Sft | 786.5 | %Sft | 114876
43 | 2nd class tile roofing consisting of 4" earch and 1" mud plaster with ghori leeping over 1/2" thick cement plaster 1:6 with 34 lbs. Of hot bitumen coating sand blinded, provided over one layer of 12" x 6" x 2" tile laid in 1:6 cement mortar including 1:2 cement pointing under neath of tiles complete including curing etc. (S.I.No. 2 P. No. 33) |  |  |  | 750 | Sft | 3176.25 | %Sft | 23822
44 | Errection of rolled steel beam or old rails in roofs etc, errection and fixing in position (S.I.No. 7 P.No. 91) |  |  |  | 27.46 | Cwt | 186.34 | P.Cft | 5117
45 | Providing and Lying C.C topping (1:2:4) i/c surface finishing dividing into panles (S.I.No 16-B-P.No 41)
| 2" thick |  |  |  | 7346 | Sft | 3275.5 | %Sft | 240618
| 3" thick |  |  |  | 700 | Sft | 4411.52 | %Sft | 30881
46 | Two Coat of Bitumen laid hot using 34 Lbs for % Sft over roof and blinded with sand at one C.ft Per % Sft (S.I.No 13 P.No 34) |  |  |  | 7346 | Sft | 1887.4 | %Sft | 138648
47 | Distempering 3 Coats over primary coat |  |  |  | 13998 | Sft | 1646.15 | %Sft | 230428
48 | Preparing the surface and panting with matt finishing i/c rubbing the surface with bathy (silicon carbide ribbing brick) filling the voids with zinc / chalk / plaster of paris mixture, applying first coat premix making the surface smooth and then painting 3 coats with matt finish of approved make etc complete (new surface) (S.I.No. 36 P-55) for three coats. |  |  |  | 4956 | Sft | 3444.38 | %Sft | 170703
49 | Prparing the surface and painting with plastic emulsion paint of approved make i/c rubbing the surface with sand paper with chalk plaster etc complete (S.I.No. 40 P.No. 56) |  |  |  | 1870 | Sft | 2237.95 | %Sft | 41850
50 | Supplying and fixing false ceilling of paster of paris in pannel I/c making fram work of deodar wood I/c pointing with galigia paint (S.I.No. 52 P-63) |  |  |  | 800 | Sft | 25293.42 | %Sft | 202347
51 | Providing and Fixing of pairs ceiling border of 8" to 10 width |  |  |  | 160 | Rft | 104.22 | P.Rft | 16675
52 | Preparing / Painting Doors windows (New Surface) (S.I.No 5-C-P.No 69) |  |  |  | 1600 | Sft | 2116.41 | %sft | 33863
53 | Painting new surface (d) preparing surface and painting guard barsgates of iron bars grating railing (including standard braces) and similar open work 3 coats (S.I.No. 5 (d) P-70) |  |  |  | 360 | Sft | 1270.83 | %Sft | 4575
54 | Color wash 3 coats |  |  |  | 7296 | Sft | 1303.17 | %Sft | 95079
55 | Preparing the surface and painting with Weather Coat of approved make to New weather coat surface (S.I.No: 38-B-P.No: 55) |  |  |  | 3360 | Sft | 2567.95 | %Sft | 86283
56 | Providing antitermite treatment by spraying / sprinkling / spreading neptachler 0.50% emulsion as an over all pre-construction treatment in slab type construction under slab and along attach percher or contrances etc complete (S.I.No. 92 P.No. 108) |  |  |  | 7252 | Sft | 9.74 | P.Sft | 70634
|  |  |  | Amount of Schedule Items |  |  |  | Total | 6897486
Add: / Deduct _________ %Above / Below of rates oc CSR Rs:
Deduct _________ % Below of Marble item rates oc CSR Rs:
Total (A)
PART-(B) Water Supply & Sanitary Fitting
1 | P/F: squanting eurptan type white glazed earthen ware w.c pan with complete flushing cistern with internal fitting and flush pipe with bend & making requisite number of holes in walls plinth & floor for pipe constructions & making good in cement concrete1:2:4 (W.C Pan o not less than 23" clear opening between flushing rins and 3 gallons flushing tank with 4" dia C.I Pipe (S.I.No 1-b-P.No 1) |  |  |  | 8 | Nos | 4846.6 | Each | 38772.8
2 | P/f: 22"x16" lavatory basin in white glazed earthen ware complete white and I/c the cost at of W.I or c.I Cost of W.I or C.I cantilever brackets 6" built into walls, painted white in 2 coat after a primary coat of red lead paint, a pair of 1/2" rubber plug & chrome brass waste of approved pattern 1-1/4" dia malloable iron or C.P brass traps, amlloable iron or brass unions and making requisite number of holes in walls plinth and floor for pipe connection & making good in cement concrete 1:2:4 (Foreign or Equivalant ) (S.I.No 13 P.No: 4) |  |  |  | 8 | Nos | 4694.8 | Each | 37558.4
3 | Add: Extra for providing and fixing of earthen ware pedestal (S.I.No: 9 P.No: 03). |  |  |  | 8 | Nos | 938.47 | Each | 7507.76
4 | P/f: 6" X 2" or 6" X 3" C.I floor trap of the approved self cleaning design with a C.I srew down gating with out a vent arm complete with a nd I/c making requost number of holes in cement walls plinth and floor pipe connection and making good in c.c. 1:2:4 ratio (S.I.No 20 P.No 6) |  |  |  | 10 | Nos | 2024.43 | Each | 20244.3
5 | P/F 1/2" dia nyloon connection with peir of slip cock and jointed to nyloon connection (S.i.No 23 P.No 6) |  |  |  | 6 | Nos | 447.15 | Each | 2682.9
6 | Providing RCC Pipe with colour class "B" and digging trenches etc complete (S.I.No 2 P.No 23)
| 6" dia |  |  |  | 400 | Rft | 199.25 | P.Rft | 79700
| 4" dia |  |  |  | 100 | Rft | 146.57 | P.Rft | 14657
7 | Constt: of main hole or inspection chamber for the required dia of circlar sewer and 3' 6" (1067mm) depth with walls of BB in cement morter 1:3 cement plaster 1:3 1/2" thick in side walls and 1" (25mm) thick over banching and channells I/c fixing c.I main hole cover with frame of clear opening 1-1/2" x 11/2" (457x457mm) of 1.cwt (88.9kg) embeded in plain CC 1:2:4 and fixing 1" (25 mm) dia M.S steps 6" (150mm) wide projecting 4" (102" mm) from the face of walls at 12" (305mm) C.C dully painted etc complete as per standard specification specification and drawing (S.I.No.2 P.No.46)(PHE) |  |  |  | 15 | Nos: | 14748 | P.No. | 221220
8 | Providing G.I pipe special etc including fixing cutting and fitting complete with and i/c the cost of breaking through walls and roof making good etc painting two coats after cleaning the pipe etc with white zink paint with pigment to match. (S.I.No 1 P.No 12)
| i) 1/2" dia |  |  |  | 200 | Rft | 73.21 | P.RRft | 14642
| ii) 3/4" dia |  |  |  | 160 | Rft | 95.79 | P.RRft | 15326.4
| iii) 1" dia |  |  |  | 150 | Rft | 128.55 | P.RRft | 19282.5
9 | S/F: long bib cock of superier quality with 1/2" thick c.p head (S.I.No 13-b-P.No 19) |  |  |  | 16 | Nos | 1109.46 | Each | 17751.36
10 | S/F: Cancelled stop cock of superier quality with c.p head 1/2" dia (S.I.No 11-b-P.No 18) |  |  |  | 10 | Nos | 509.74 | P.No: | 5097.4
11 | S/F: bath room accessories set (7 pieces) I/c towel rod, brush holder, soup tray etc of approved design I/c cost of screws nuts etc complete master brand (S.I.No. 23 P.No. 19) |  |  |  | 6 | Nos | 10322 | Each | 61932
12 | P/F: Handle valve (Chine Make)
| A---do--- 3/4" dia |  |  |  | 12 | Nos | 271.92 | P.No: | 3263.04
| B---do--- 1" dia |  |  |  | 3 | Nos | 365.42 | P.No: | 1096.26
13 | P/F: 4" X 4" X4" dia a C.I branch of the required degree with acced door rubber washer 3/8" thick and bolt and nuts and extra painting to match the colour of the building (S.I.No 3 P NO 09) |  |  |  | 6 | Nos | 702 | Each | 4212
14 | P/F: 4" C.I plain bend of the required degree i/c extra painting to match the colour of the building (S.I.No. 10 P.No. 10) |  |  |  | 6 | Rft | 566.7 | P.Rft | 3400.2
15 | S/F: Jet shower with rod of superior quality with C.P handle 1/2" dia (S.I.No: 15 / P-19). |  |  |  | 4 | Nos | 1142.24 | P.No: | 4568.96
16 | P/F: Chamber 15" X 9" ( Inside dimension) x 24" deep for house maters with 6" thick c.c 1:2 block get on 1:6 cement morter 6" thick c,c, 1:4:8 in foundation 1/2" thick cement plaster 1:3 C.M to all inside wall surface and to top 1" thick c.c. 1:2:4 flooring complete with hinged cast concrate a cover and frame 15" x 9" (inside) clear opning wt: 1"qr : etc fixed in cement concrate 1:2:4 i/c curring excavation back filling and disposal of earth etc complete (S.I.No 4 P.No 20) |  |  |  | 10 | Nos | 4905.67 | Each | 49056.7
17 | P/F: UPVC pipe pressure pipe "B" Class fixing in tranches i/c cutting fitting etc complete 4" dia (S.I.No 4-b-P.no 23) |  |  |  | 100 | Nos | 136 | Each | 13600
18 | UPVC fititing 4" dia of class "B"
| a) 4" dia Tee |  |  |  | 4 | Nos | 725 | Each | 2900
| b) 4" Elblow |  |  |  | 4 | Nos | 577 | Each | 2308
19 | Excavation for pipe line in trenches etc complete |  |  |  | 225 | Cft | 3600 | %0Cft | 810
20 | Providing and Fixing RCC Pipe 6" dia (S.I.No 2-P.No 23)
a) | 9" dia |  |  |  | 40 | Rft | 250.6 | Each | 10024
b) | 6" dia |  |  |  | 40 | Rft | 199.25 | Each | 7970
21 | Refillining the excavated strup watering in trenches 6" thick layer |  |  |  | 75 | Rft | 2760 | %0Cft | 207
22 | Fixing laverty basin of all size with trap and brackets etc complete i/c labour of connecting up waste and west pipe etc complete (S.i.No 5 P.No 25) |  |  |  | 6 | Nos | 748.66 | Each | 4491.96
23 | Fixing Shink all size with bracket and west trap chain & plug etc complete (S.I.No 7 P.No 14) |  |  |  | 2 | Nos | 763.4 | Each | 1526.8
24 | S/F: of approved quality a.c motor pump set single phase motor etc complete:
| 3" stairer (S.I.No. 9a P.No. 43, PHE) |  |  |  | 10 | Rft | 166.35 | P.Rft | 1663.5
| 3" dia boring (S.I.No. 1a P.No. 41, PHE) |  |  |  | 90 | Rft | 160 | P.Rft | 14400
Add: / Deduct _________ %Above / Below on Sanitary Items Rs:
Add: / Deduct _________ %Above / Below only G.I & RCC Pipe Rs:
Total
Non-Schedule Item.
25 | Providing & Fixing 0.50 HPMotor With pump set |  |  |  | 1 | Nos |  | Each
Total ( B)
Total (A+B)
Note: Any variation in the description on item Quantites, Rates if
any as per Sanctioned Estimate will be accepted
| CONTRACTOR |  |  |  | EXECUTIVE ENGINEER
BUILDINGS DIVISION
SANGHAR.

## 6
Schedule A to Bid
SCHEDULE OF PRICES (BOQ)
(Description and rate of items based on Composite Schedule of Rates)
NAME OF WORK: - |  | Rehabilitation/Renovation of Mukhtiarkar Office Tando Adam.
S.# | Items of Work |  |  | Qty: |  | Rate | Unit | Amount
Part-A (Civil Work)
1 | Removing cement palster from walls (S.I.No. 53 P-13) |  |  | 7873 | Cft | 121 | %Sft | 9527
2 | Filling watering and remming earth ground floor with new earth excavated from out side lead upto 1 chain and lift upto 5' feet (S.I.No. 22 P-4) |  |  | 4426 | Cft | 3630 | %0 Cft | 16066
3 | Laying earth in 6" thick layer lavelling dressing and watering for compaction etc complete. |  |  | 4426 | Cft | 263 | %0 Cft | 1164
4 | Cement concrete brick work or stone ballast 1:4:8 (S.I.No.4 ( B ) P-15) |  |  | 2092 | Cft | 9416.28 | %Cft | 196989
5 | Removing of Door with chowkats (S.I.No 33 (a) P.No12) |  |  | 22 | No. | 142.18 | P.No | 3128
6 | Removing of Door with windows (S.I.No 33 (b) P.No12) |  |  | 17 | No. | 102.85 | P.No | 1748
7 | Dismentling pacca brick work in cment send moter (S.I.No.13 P.No. 10) |  |  | 700 | Sft | 1285.63 | %Sft | 8999
8 | Rehanding of Earth Work (S.I.No 26 P.No11) |  |  | 2605 | Sft | 756.25 | %Sft | 1970
9 | Dismentaling C.C Plain (1:2:4) (S.I.No 19-C-P.No 10) |  |  | 92 | Cft | 3327.5 | %Cft | 3061
11 | Dismentaling 2nd Class Tile Roofing (S.I.No 22-b-P.No 11 ) |  |  | 2605 | Cft | 378.13 | %Cft | 9850
12 | Dismentaling Rolled steel beams iron rails etc complete (S.I.No. 42 P.13) |  |  | 33.04 | Cwt | 126.04 | P.Cwt | 4164
13 | Cement Concrete palin including placing compacting finishing and curring complete including screending and washing of stone aggregate without shuttering ratio 1:2:4 ( S.I.No 5-f-P.No 15) . |  |  | 904 | Cft | 14429.25 | %Cft | 130440
14 | Applying fleating coat of cement 1/32" thick (S.I.No.14 P-52) |  |  | 10951 | Sft | 660 | %Sft | 72277
15 | Pacca Brick Work in ground floor with cement sand mortar ratio (1:6) (S.I.No 5 (e) Page No: 20) |  |  | 2153 | Cft | 12674.36 | %Cft | 272879
15 | Cement plaster 1/2" thick upto height ratio 1:6 (S.I.No. 13-b- P-51) |  |  | 16082 | Cft | 2206.6 | %Sft | 354865
16 | Cement plaster 3/8" thick ratio 1:4 (S.I.No: 11 (a) P.No: 51) |  |  | 16082 | Sft | 2197.52 | %Sft | 353405
17 | First Class deodar wood rought joinery in door and windows etc fixied in position I/c chwkat hold fast hinges iron tower bit chowk cleats handles and coard with hooks etc 1 3/4" thick (S.I.No 7-b-P.No 57) |  |  | 79 | Sft | 1273.76 | P.Sft | 100627.04
17 | Laying white marble flooring fine dreosed in the surface wihtout winging set in line mortar 1:2: I/c rubbing and polishing of the joint (28-P/ (a) 3/4" thick flooring (S.I.No.28 P-42) |  |  | 2083 | Sft | 567.48 | P.Sft | 1182061
18 | Providing and Fixing 3/8" thick marble tiles of approved quality and colour and shade size 8" x 4" / 6" x 4" in dado skirting and facing removal / tucking of existing plaster surface etc. over 1/2" thick base of cement mortar 1:3 setting of tils in slurry of white cement over mortar base i/c filling the joints and washing the tiles with white cement slurry, currient finishing cleaning and (New work) (S.I.No 68 P.No 48) |  |  | 519 | Sft | 186.04 | P.Sft | 96555
19 | Providing and laying tiles glazed 6"X6" x 1/4" on floor or wall facing in required colour and pattern of STILE specification jointed in white cement and pigment over a base of 1:2 grey cement mortar 3/4" thick i/c washing and filling of joints with salurry of white cement and pigment in desired shape with finishing clearing and cost of wax polish etc complete i/c cutting (S.I.No 60 P.No 46) |  |  | 240 | Sft | 30509.77 | %Sft | 73223
20 | Glazed tiles dado 1/4" thick laid in pigment over 1:2 cement sand morter 3/4" thick i/c finishing (S.I.No 38 P.No 44) |  |  | 1127 | Sft | 28299.3 | %Sft | 318937
21 | Providing and Fixing in position doors, window ventilators of 1st class deodar wood frames and 1-1/2" thick teak wood ply shuttes of 2nd class wood skeleton (solid) style and rails core of partal wood and teak ply wood ( 3-ply ) on both sides i/c hold fasts hinges iron tower bolts, handles and cleats with cord etc complete.
| (A) Door |  |  | 5 | No. | 148.01 | P.No. | 740.05
| (B) Window |  |  | 6 | No. | 117.98 | P.No. | 707.88
22 | Errection rolled steel beams or old rails in roofs etc,errection and fixing in position (S.I.No. 7 P.No 91) |  |  | 18.75 | Cwt | 186.34 | P.Cwt | 3494
23 | Supplying and Fixing Girder (Basic Schedule) (S.I.No. 140 P.No.72) |  |  | 20.09 | Cwt | 3850 | P.Cwt | 77347
24 | Supplying and Fixing T-Iron (Basic Schedule) (S.I.No. 144 P.No.72) |  |  | 21.42 | Cwt | 3575 | P.Cwt | 76577
23 | Providing and Fixing G.I frame chowkat of size 7"x2" or 4-1/2" x 3" for windows using 20 gauge G.I Sheet i/c selded hinges and fixing at site with necessary holders fasts, filling with cement sand slurry of ratio 1:6 (S.I.No: 28 P.No: 92) |  |  | 341 | Rft | 240.5 | P.Rft | 82011
24 | Providing and Fixing G.I frame chowkat of size 7"x2" or 4-1/2" x 3" for door using 20 gauge G.I Sheet i/c selded hinges and fixing at site with necessary holders fasts, filling with cement sand slurry of ratio 1:6 (S.I.No: 29 P.No: 92) |  |  | 244 | Sft | 228.9 | P.Sft | 55852
25 | First Class deodar wood rought joinery in door and windows etc fixied in position I/c chwkat hold fast hinges iron tower bit chowk cleats handles and coard with hooks etc 1 3/4" thick (S.I.No 7-b-P.No 57) only Shulter |  |  | 643 | Sft | 902.93 | P.Sft | 580583.99
26 | Providing and Fixing 1-1/3" thick deodar wood framing i/c wire guage with ordinary hings (S.I.No 14 (b) P.No 58) |  |  | 175 | Sft | 562.98 | P.Sft | 98521.5
27 | P/F iron steel grill door with angle iron frame of 1-1/2" x 1-1/2" x 1/4" and flat iron 3/4" x 1/4" with approved design and locking arrangment embeded in Masonry as per instruction of Engineer incharge (S.I.NO. 31 P.NO 94) |  |  | 84 | Sft | 231.6 | P.Sft | 19454
28 | Supplying and fixing in position iron steel grillies of 3/4" x1/4" size flat iron of approved design I/c painting 3 cost etc complete finishing grill (S.I.No. 26 P-92) |  |  | 424 | Sft | 180.5 | P.Sft | 76532
29 | Galvonized wire guaze fixed to chowkats with 3/4" deodar strip and screws (S.I.No 14-D-P.No: 59) |  |  | 297 | Sft | 190.72 | P.Sft | 56644
30 | Supplying and fixing in position Aluminium channles framing of binged door of Alcp mads with 5 mm their tinted glaze glazing belgium and Alpha (Japan) locke I/c handle stopperetc (b) lurs model Bronze) (S.I.No. 83-B-P-107) |  |  | 189 | Sft | 1507.66 | P.Sft | 284948
31 | Supplying and fixing in position Aluminium channles framing of binged window of Alcp mads with 5 mm their tinted glaze glazing belgium and Alpha (Japan) locke I/c handle stopperetc (b) lurs modle Bronze) (S.I.No. 84-b-P-107) |  |  | 108 | Sft | 1647.69 | P.Sft | 177951
32 | Excavation in foundation of building bridges and other sturture I/c degtelling gretting refilling around structure with excavated earth watering and remming lead upto 5' feet ordinary soil (S.I.No. 18 (b) P-4) |  |  | 2541 | Cft | 3176.25 | %0Cft | 8071
33 | Cement Concrete brick or stone ballast 1-1/2" to 2" gauge ratio 1:5:10.(S.I.No 4 (C) P.No 14) |  |  | 698 | Cft | 8694.95 | %cft | 60691
33 | Pacca Brick work in foundation to plinth cement sand ratio (1:6) (S.I.No 4 (e) P.20) |  |  | 983 | Cft | 11948.36 | %Cft | 117452
34 | R.C.C work I/c all labour and material except the cost of steel reinforcement for c.c and its labour for bending and binding which will be paid sepretely (a)RC work in roof slabs beams coloumns rafts, and lintles and other structural members laid in situe or pre cost laid in position making joints and fastening (1:2:4) ratio (S.I.No 6 P.No 16) |  |  | 3719 | Cft | 337 | P.Cft | 1253303
35 | Febrication of mild steel reinfored for cc i/c cutting bending and lying in position making joints and fasting includes all cost of removal of rust from bars. (S.I.No. 8 (a) P-16) Tar Bar |  |  | 166.03 | cwt | 5001.7 | P.cwt | 830432
36 | Pacca Brick work in other than building (1:6) (S.I.No 7-e- P.No 21) |  |  | 666 | Cft | 12346.65 | %Sft | 82229
37 | Making and Fixing Steel Grated Door with 1/16" thick sheeting i/c angle iron frame 2"x2"x 3/8" size and 3/4" square bars at 4" center to center i/c locking arrangments (S.I. 24 P.No 91) |  |  | 108 | Sft | 726.72 | P.Sft | 78486
38 | Second Class Tiles roof ing consisting of 4" earth and 1" mud plaster with gobri lepping over i/s 1/2" thick cement plaster 1:6 with 34 LBS of hot bitumen coting sand blinded provided over 1 layer of 12"x6"X2" tiles lead 1/6" cement mortar i/c 1:2 cement pointing under neath of tiles complete i/c curring etc complete (S.I.No. 2 P.No 33) |  |  | 512 | Sft | 3176.25 | %Sft | 16262
40 | Providing and Lying 1" thick C.C topping (1:2:4) i/c surface finishing dividing into panles (S.I.No 16-C-P.No 41)
| 2" thick Topping |  |  | 3354 | Sft | 3275.5 | %Sft | 109860
| 3" thick Topping |  |  | 840 | Sft | 4411.82 | %Sft | 37059
41 | Two Coat of Bitumen laid hot using 34 Lbs for % Sft over roof and blinded with sand at one C.ft Per % Sft (S.I.No 13 P.No 34) |  |  | 3354 | Sft | 1887.4 | %Sft | 63303
42 | Providing and laying Hala or astern tile glazed 8”x8” x ¼” on floor wall i/c in required colour and pattern of stile specification joint in whit cement pigment over a base of 1.2 grey cement marter ¾” thick i/c washing and filling of joints with slarry of white gery of with cement etc complete (S.I.No 62 P.No 47) |  |  | 436 | Sft | 34520.31 | %Sft | 150509
43 | White washing 3 coats (S.I.No 26-C-P.No 53) |  |  | 2323 | Sft | 829.95 | %Sft | 19280
44 | Distempering three coats over primary coat (S.I.No S.I.No 24-b-P.No 54) |  |  | 8347 | Sft | 1646.15 | %Sft | 137404
45 | Preparing the surface and painting with Matt Finish i/c rubbing the surface with Bathy (Silicon carbide rubbing brick) filling th evoids with zink / chalk / plaster of paris mixture, applying first coat premix, making the surface smooth and then painting 3 Coats with matt finish of approved make etc complete (New Surface) (S.I.No 36 P.No 54) |  |  | 4485 | Sft | 3444.38 | %Sft | 154480
46 | Preparing / Painting Doors windows (New Surface) (S.I.No 5-C-P.No 69) |  |  | 1098 | Sft | 2116.41 | %Sft | 23238
47 | Preparing / Painting guard bars (New Surface 3 Coat ) (S.I.No 5-D-P.No 69) |  |  | 391 | Sft | 1270.83 | %Sft | 4969
48 | Providing Antitermite Treatment by spraying / sprinking / spreading neptachler 0.50% emulsion as an over all pre-construction treatment in slab type Construction under slab and along attach percher or contrances etc complete (S.I.No 92 P.No 108) |  |  | 2666 | Sft | 9.74 | P.Sft | 25967
49 | Providing Antitermite Treatment by spraying / sprinking / spreading neptachler 0.50% emulsion as an over all pre-construction treatment in slab type Construction under slab and along attach percher or contrances etc complete (S.I.No 92 P.No 108) |  |  | 7140 | Sft | 9.74 | P.Sft | 69544
50 | Providing Antitermite Treatment by spraying / sprinking / spreading neptachler 0.50% emulsion as an over all pre-construction treatment in slab type Construction along external foundation trenches of the building over complete parimter of the foundation trenches etc. |  |  | 778 | Sft | 40.1 | P.Sft | 31198
51 | Preparing the surface and painting with Weather Coat of approved make to New weather coat surface (S.I.No: 38-B-P.No: 55) |  |  | 7110 | Sft | 2567.95 | %Sft | 182581
52 | Supplying and fixing false ceilling of paster of paris in pannel I/c making fram work of deodar wood I/c pointing with galigia paint (S.I.No. 52 P-63) |  |  | 864 | Sft | 25293.42 | %Sft | 218535
53 | Providing and Fixing of pairs ceiling border of 8" to 10 width |  |  | 168 | Sft | 104.22 | P.Rft | 17509
54 | Preparing the surface and painting with plastic emulation paint of approved make i/c rubbing the surface with sand paper with chalk plaster etc complete (S.I.No 40 P.No 56). |  |  | 480 | Sft | 2237.95 | P.Rft | 10742
|  | Amount of Schedule Items |  |  |  |  | Total | 8506402.46
Add: / Deduct _________ %Above / Below of rates oc CSR Rs:
Deduct _________ % Below of Marble item rates oc CSR Rs:
Total (A)
PART-(B) Water Supply & Sanitary Fitting
1 | P/F: squanting eurptan type white glazed earthen ware w.c pan with complete with and i/c the cost of white black bast quality and lid with c.p sraws hinges and buffer 3 gallon white glazed earthen ware low level flushing cistern with siphon fitting 1-1/2" dia white precelian flush bound 3/4" dia and making required no of hold in wall plinth and floor for pipe crossing and making good cement concret 1:2:4: ( foregion quality.) S.I.No. 5 (P-2) |  |  | 8 | Nos | 4846.6 | Each | 38772.8
2 | P/f: 22"x16" lavatory basin in white glazed earthen ware complete white and I/c the cost at of W.I or c.I Cost of W.I or C.I cantilever brackets 6" built into walls, painted white in 2 coat after a primary coat of red lead paint, a pair of 1/2" rubber plug & chrome brass waste of approved pattern 1-1/4" dia malloable iron or C.P brass traps, amlloable iron or brass unions and making requisite number of holes in walls plinth and floor for pipe connection & making good in cement concrete 1:2:4 (Foreign or Equivalant ) (S.I.No 13 P.No: 4) |  |  | 8 | Nos | 4694.8 | Each | 37558.4
3 | P/F: Nyloon connection 1/2" dia complete with bracess stop cook with pair of brass nuts and linding joints to nyloon connection (S.I.No 23 P.No 6) |  |  | 8 | Nos | 447.15 | Each | 3577.2
4 | Add: Extra for labour for providing and fixing of earthen ware pedestal white or coloured glazed |  |  | 8 | Nos | 938.47 | Each | 7507.76
5 | Providing RCC Pipe with colour class "B" and digging trenches etc complete. (S.I.No 2 P.NO 23)
| 6" dia |  |  | 355 | Rft | 199.25 | P.Rft | 70733.75
| 4" dia |  |  | 100 | Rft | 146.57 | P.Rft | 14657
6 | Construction of Main Hole or inspection chamber for the required diameter of circular sewer and 3'.6" (1067mm) depth with walls of BB in cement sand mortar 1:3 cement plastered 1:3, 1/2" thick inside of walls and 1" (25mm) thick over benching and channel i/c fixing C.I hole cover with frame of clear opening 1-1/2' x 1-1/2' (457x457mm) of 1.cwt (88.9kg) embaded in plain C.C 1:2:4 and fixing 1" (25mm) dia M.S steps 6" (150mm) wide projecting 4" (102mm) from the fac of walls at 12" (305mm) C.C duly painted etc. complete as per standard specification and drawing (S.I.1 P.No 46 )(PHE) |  |  | 15 | Nos: | 14748 | P.No. | 221220
7 | Providing G.I pipe special etc including fixing cutting and fitting complete with and i/c the cost of breaking through walls and roof making good etc painting two coats after cleaning the pipe etc with white zink paint with pigment to match. (S.I.No 1 P.No 12)
| A---do--- 1/2" dia |  |  | 200 | Rft | 73.21 | P.Rft | 14642
| B---do--- 3/4" dia |  |  | 150 | Rft | 95.79 | P.Rft | 14368.5
| C---do--- 1" dia |  |  | 150 | Rft | 128.55 | P.Rft | 19282.5
8 | S/F: long bib cock of superier quality with 1/2" thick c.p head |  |  | 16 | Nos: | 1109.46 | Each | 17751.36
9 | P/F: Handle valve (Chine Make) (3/4" dia) |  |  | 10 | Nos: | 271.92 | Each | 2719.2
10 | S/F: Cancelled stop cock of superier quality with c.p head 1/2" dia (S.I.No 11-b-P.No 18) |  |  | 10 | Nos: | 509.74 | Each | 5097.4
11 | Supplying and fixing bath room accessories set ( 7 pices) I/c towel rod brush holder shop try half half of approved design I/c cost of scrows nuts etc complete master brand (S.I.No. 23 P-19) |  |  | 6 | Nos: | 10322.4 | Each | 61934.4
12 | P/f: 6" X 2" or 6" X 3" C.I floor trap of the approved self cleaning design with a C.I srew down gating with out a vent arm complete with a nd I/c making requost number of holes in cement walls plinth and floor pipe connection and making good in c.c. 1:2:4 ratio (S.I.No 20 P.No 6) |  |  | 8 | Nos: | 2042.43 | Each | 16339.44
13 | P/F 4" C.I plain bend of the required degree i/c extra painting to match the colour of the building (S.I.No. 10 P.No 10) |  |  | 6 | Nos: | 566.7 | Each | 3400.2
14 | Providing & Fixing 4"X4" dia C.I branch of the required degree with access door, rubber washer 3/8" thick and bolts and nuts and extra painting to match the colour of the building (S.I.No 3 P.No 9) |  |  | 6 | Nos: | 702 | Each | 4212
15 | Providing & Laying UPVC pioe of Class "B" fixing in trench i/c cutting, fitting, and jointing with solvent cement i/c testing with water to a head of 61 meter or 200 ft (S.I.No 4-b-P.No 23) (P.H.E) |  |  | 100 | Nos: | 136 | Each | 13600
16 | P/F: Chamber 15" X 9" ( Inside dimension) x 24" deep for house maters with 6" thick c.c 1:2 block get on 1:6 cement morter 6" thick c,c, 1:4:8 in foundation 1/2" thick cement plaster 1:3 C.M to all inside wall surface and to top 1" thick c.c. 1:2:4 flooring complete with hinged cast concrate a cover and frame 15" x 9" (inside) clear opning wt: 1"qr : etc fixed in cement concrate 1:2:4 i/c curring excavation back filling and disposal of earth etc complete (S.I.No 4 P.No 20) |  |  | 10 | Nos: | 4905.67 | Each | 49056.7
17 | S/F of approved quality a.c motor pump set single phase motor etc complete.
| 3" Stairer (S.I.No 9-a-P.No 43 (PHE) |  |  | 10 | Rft | 166.35 | P.Rft | 1663.5
| 3" diaBoring(S.I.No 1-a-P.No 41 (PHE) |  |  | 90 | Rft | 160 | P.Rft | 14400
|  | Amount of Schedule Items |  |  |  | Total |  | 632494.11
Add: / Deduct _________ %Above / Below on Sanitary Items Rs:
Add: / Deduct _________ %Above / Below only G.I & RCC Pipe Rs:
Total (B)
Non-Schedule Item.
18 | Providing & Fixing 0.50 HPMotor With pump set |  |  | 1 | Nos |  | Each
Total N.S
Total (A+B)
Note: Any variation in the description on item Quantites, Rates if
any as per Sanctioned Estimate will be accepted
| CONTRACTOR |  |  | EXECUTIVE ENGINEER
BUILDINGS DIVISION
SANGHAR.
Note on P55: Anwer ali:
Note on P57: Anwer ali:
Note on P58: Anwer ali:

## 7
Schedule A to Bid
SCHEDULE OF PRICES (BOQ)
(Description and rate of items based on Composite Schedule of Rates)
NAME OF WORK: - |  | Construction of Compound Wall Around Revenue Colony Shahdadpur.
S.# | Items of Work |  |  | Qty: |  | Rate | Unit | Amount
Part-A (Civil Work)
1 | Excavation in foundation of building bridges and other sturture I/c degtelling gretting refilling around structure with excavated earth watering and remming lead upto 5' feet ordinary soil (S.I.No. 18 (b) P-4) |  |  | 3204 | Cft | 3176.25 | %0Cft | 10177
2 | Cement concrete brick work or stone ballast 1:5:10 (S.I.No.4 ( C ) P-14) |  |  | 1068 | Cft | 8694.95 | %Cft | 92862
3 | Pacca Brick work in foundation to plinth cement sand ratio (1:6) (S.I.No 4 (e) P.20) |  |  | 3955 | Cft | 11948.36 | %Cft | 472558
4 | R.C.C work I/c all labour and material except the cost of steel reinforcement for c.c and its labour for bending and binding which will be paid sepretely (a)RC work in roof slabs beams coloumns rafts, and lintles and other structural members laid in situe or pre cost laid in position making joints and fastening (1:2:4) ratio (S.I.No 6 P.No 16) |  |  | 1778 | Cft | 337 | P.Cft | 599186
5 | Febrication of mild steel reinfored for cc i/c cutting bending and lying in position making joints and fasting includes all cost of removal of rust from bars. (S.I.No. 8 (a) P-16) |  |  | 80.01 | cwt | 4820.2 | P.cwt | 385664
6 | Pacca Brick work in other than building (1:6) (S.I.No 7-e- P.No 21) |  |  | 5250 | Cft | 12346.65 | %Cft | 648199
7 | Cement plaster 1/2" thick upto height ratio 1:6 (S.I.No. 13-b- P-51) |  |  | 14000 | Cft | 2206.6 | %Sft | 308924
8 | Cement plaster 3/8" thick ratio 1:4 (S.I.No: 11 (a) P.No: 51) |  |  | 14000 | Sft | 2197.52 | %Sft | 307653
9 | Making and Fixing Steel Grated Door with 1/16" thick sheeting i/c angle iron frame 2"x2"x 3/8" size and 3/4" square bars at 4" center to center i/c locking arrangments (S.I. 24 P.No 91) |  |  | 117 | Sft | 726.72 | P.Sft | 85026
19 | Providing and laying Hala or astern tile glazed 8”x8” x ¼” on floor wall i/c in required colour and pattern of stile specification joint in whit cement pigment over a base of 1.2 grey cement marter ¾” thick i/c washing and filling of joints with slarry of white gery of with cement etc complete (S.I.No 62 P.No 47) |  |  | 54 | Sft | 34520.31 | %Sft | 18641
10 | Colour wash 3 Coats (S.I.No 25 P.No 53) |  |  | 12600 | Sft | 1303.17 | %Sft | 164199
11 | Preparing / Painting guard bars (New Surface 3 Coat ) (S.I.No 5-D-P.No 69) |  |  | 234 | Sft | 1270.83 | %Sft | 2974
|  |  | Amount of Schedule Items |  |  |  | Total | 3096063
Add: / Deduct _________ %Above / Below of rates oc CSR Rs:
Deduct _________ % Below of Marble item rates oc CSR Rs:
Total
Note: Any variation in the description on item Quantites, Rates if
any as per Sanctioned Estimate will be accepted
| CONTRACTOR |  |  | EXECUTIVE ENGINEER
BUILDINGS DIVISION
SANGHAR.
Note on P18: Anwer ali:

## 8
Schedule A to Bid
SCHEDULE OF PRICES (BOQ)
(Description and rate of items based on Composite Schedule of Rates)
NAME OF WORK: - |  | Construction of Office Building for Union Council Office Koro Khan Umrani Taluka Shahdadpur District Sanghar.
S.# | Items of Work |  |  | Qty: |  | Rate | Unit | Amount
Part-A (Civil Work)
1 | Excavation in foundation of building bridges and other sturture I/c degtelling gretting refilling around structure with excavated earth watering and remming lead upto 5' feet ordinary soil (S.I.No. 18 (b) P-4) |  |  | 3652 | Cft | 3176.25 | %0Cft | 11600
2 | Cement concrete brick work or stone ballast 1:5:10 (S.I.No.4 ( C ) P-14) |  |  | 1841 | Cft | 8694.95 | %Cft | 160074
3 | Pacca Brick work in foundation to plinth cement sand ratio (1:6) (S.I.No 4 (e) P.20) |  |  | 2342 | Cft | 11948.36 | %Cft | 279831
4 | R.C.C work I/c all labour and material except the cost of steel reinforcement for c.c and its labour for bending and binding which will be paid sepretely (a)RC work in roof slabs beams coloumns rafts, and lintles and other structural members laid in situe or pre cost laid in position making joints and fastening (1:2:4) ratio (S.I.No 6 P.No 16) |  |  | 1722 | Cft | 337 | P.Cft | 580314
5 | Febrication of mild steel reinfored for cc i/c cutting bending and lying in position making joints and fasting includes all cost of removal of rust from bars. (S.I.No. 8 (a) P-16) |  |  | 77.49 | cwt | 4820.2 | P.cwt | 373517
6 | Pacca Brick Work in ground floor with cement sand mortar ratio (1:6) (S.I.No 5 (e) Page No: 20) |  |  | 2640 | Cft | 12674.36 | %Cft | 334603
7 | Pacca Brick work in other than building (1:6) (S.I.No 7-e- P.No 21) |  |  | 444 | Cft | 12346.65 | %Sft | 54819
8 | Cement plaster 1/2" thick upto height ratio 1:6 (S.I.No. 13-b- P-51) |  |  | 10710 | Sft | 2206.6 | %Sft | 236327
9 | Cement plaster 3/8" thick ratio 1:4 (S.I.No: 11 (a) P.No: 51) |  |  | 10710 | Sft | 2197.52 | %Sft | 235354
10 | Cement Concrete palin including placing compacting finishing and curring complete including screending and washing of stone aggregate without shuttering ratio 1:2:4 ( S.I.No 5-f-P.No 15) . |  |  | 688 | Cft | 14429.25 | %Cft | 99273
11 | Laying white marble flooring fine dreosed in the surface wihtout winging set in line mortar 1:2: I/c rubbing and polishing of the joint (28-P/ (a) 3/4" thick flooring (S.I.No.28 P-42) |  |  | 940 | Sft | 567.48 | P.Sft | 533431
12 | Providing and Fixing 3/8" thick marble tiles of approved quality and colour and shade size 8" x 4" / 6" x 4" in dado skirting and facing removal / tucking of existing plaster surface etc. over 1/2" thick base of cement mortar 1:3 setting of tils in slurry of white cement over mortar base i/c filling the joints and washing the tiles with white cement slurry, currient finishing cleaning and (New work) (S.I.No 68 P.No 48) |  |  | 236 | Sft | 186.04 | P.Sft | 43905
13 | Laying Floor of approved colour glazed tiles 1/4" thick laid in white cement and pigments on the bad of 3/4" thick cement morter (S.I.No 25 P.No 42) |  |  | 168 | Sft | 27747.06 | %Sft | 46615
14 | Glazed tiles dado 1/4" thick laid in pigment over 1:2 cement sand morter 3/4" thick i/c finishing (S.I.No 38 P.No 44) |  |  | 325 | Sft | 28299.3 | %Sft | 91973
15 | First Class deodar wood rought joinery in door and windows etc fixied in position I/c chwkat hold fast hinges iron tower bit chowk cleats handles and coard with hooks etc 1 3/4" thick (S.I.No 7-b-P.No 57) |  |  | 180 | Sft | 1273.76 | P.Sft | 229276.8
16 | Providing and Fixing G.I frame chowkat of size 7"x2" or 4-1/2" x 3" for door using 20 gauge G.I Sheet i/c selded hinges and fixing at site with necessary holders fasts, filling with cement sand slurry of ratio 1:6 (S.I.No: 29 P.No: 92) |  |  | 99 | Sft | 228.9 | P.Sft | 22661
17 | First Class deodar wood rought joinery in door and windows etc fixied in position I/c chwkat hold fast hinges iron tower bit chowk cleats handles and coard with hooks etc 1 3/4" thick (S.I.No 7-b-P.No 57) only Shulter |  |  | 49 | Sft | 902.93 | P.Sft | 44243.57
18 | S/F position Aluminium channel framing for hinged doors Alcope mode with 5 mm thick tinted glan glazing (belgium) and alfa (Japan) locks handles and stoppers etc complete (S.I.No 83-b-P.No 108) |  |  | 74 | Sft | 1507.66 | P.Rft | 111567
19 | Supplying and fixing in position Aluminium channles framing of binged door of Alcp mads with 5 mm their tinted glaze glazing belgium and Alpha (Japan) locke I/c handle stopperetc (b) lurs modle Bronze) (S.I.No. 84-b-P-107) |  |  | 72 | Sft | 1647.69 | P.Sft | 118634
20 | Supplying and fixing in position iron steel grillies of 3/4" x1/4" size flat iron of approved design I/c painting 3 cost etc complete finishing grill (S.I.No. 26 P-92) |  |  | 264 | Sft | 180.5 | P.Sft | 47652
21 | Galvonized wire guaze fixed to chowkats with 3/4" deodar strip and screws (S.I.No 14-D-P.No: 59) |  |  | 64 | Sft | 190.72 | P.Sft | 12206
22 | Making and Fixing Steel Grated Door with 1/16" thick sheeting i/c angle iron frame 2"x2"x 3/8" size and 3/4" square bars at 4" center to center i/c locking arrangments (S.I. 24 P.No 91) |  |  | 60 | Sft | 726.72 | P.Sft | 43603
23 | Providing and laying Hala or astern tile glazed 8”x8” x ¼” on floor wall i/c in required colour and pattern of stile specification joint in whit cement pigment over a base of 1.2 grey cement marter ¾” thick i/c washing and filling of joints with slarry of white gery of with cement etc complete (S.I.No 62 P.No 47) |  |  | 63 | Sft | 34520.31 | %Sft | 21748
24 | Providing and Lying 3" thick C.C topping (1:2:4) i/c surface finishing dividing into panles (S.I.No 16-B-P.No 41) 2" thick |  |  | 2362 | Sft | 3275.5 | %Sft | 77367
25 | Two Coat of Bitumen laid hot using 34 Lbs for % Sft over roof and blinded with sand at one C.ft Per % Sft (S.I.No 13 P.No 34) |  |  | 2362 | Sft | 1887.4 | %Sft | 44580
26 | Primary coat of chalk under distemper (S.I.No. 23 P-53) |  |  | 10710 | Sft | 442.75 | %Sft | 47419
27 | Distempering 3 Coats (S.I.No 24-C-P.No 53) |  |  | 10710 | Sft | 1079.65 | %Sft | 115631
28 | Preparing / Painting Doors windows (New Surface) (S.I.No 5-C-P.No 69) |  |  | 65 | Sft | 2116.41 | %Sft | 1376
29 | Preparing / Painting guard bars (New Surface 3 Coat ) (S.I.No 5-D-P.No 69) |  |  | 60 | Sft | 1270.83 | %Sft | 762
|  | Amount of Schedule Items |  |  |  |  | Total | 4020362.37
Add: / Deduct _________ %Above / Below of rates oc CSR Rs:
Deduct _________ % Below of Marble item rates oc CSR Rs:
Total (A)
PART-B (Water Supply Sanitary Fitting & Drainage
1 | P/F: squanting eurptan type white glazed earthen ware w.c pan with complete flushing cistern with internal fitting and flush pipe with bend & making requisite number of holes in walls plinth & floor for pipe constructions & making good in cement concrete1:2:4 (W.C Pan o not less than 23" clear opening between flushing rins and 3 gallons flushing tank with 4" dia C.I Pipe (S.I.No 1-b-P.No 1) |  |  | 2 | Nos: | 6014.8 | Each | 12029.6
3 | Providing and Fixing Flate back lipped urinal basin not less then 17" size (S.I.No 7 P.No 3) |  |  | 2 | Nos | 4440.7 | Each | 8881.4
4 | P/f: 22"x16" lavatory basin in white glazed earthen ware complete white and I/c the cost at of W.I or c.I Cost of W.I or C.I cantilever brackets 6" built into walls, painted white in 2 coat after a primary coat of red lead paint, a pair of 1/2" rubber plug & chrome brass waste of approved pattern 1-1/4" dia malloable iron or C.P brass traps, amlloable iron or brass unions and making requisite number of holes in walls plinth and floor for pipe connection & making good in cement concrete 1:2:4 (Foreign or Equivalant ) (S.I.No 13 P.No: 4) |  |  | 1 | Nos | 4694.8 | Each | 4694.8
5 | Add: Extra for labour for providing and fixing of earthen ware pedestal white or coloured glazed superior quality. (S.I.No: 11 P.No: 03). |  |  | 1 | Nos | 2533.47 | Each | 2533.47
7 | P/f: 6" X 2" or 6" X 3" C.I floor trap of the approved self cleaning design with a C.I srew down gating with out a vent arm complete with a nd I/c making requost number of holes in cement walls plinth and floor pipe connection and making good in c.c. 1:2:4 ratio (S.I.No 20 P.No 6) |  |  | 4 | Nos | 2042.43 | Each | 8169.72
8 | Providing and Fixing 1/2" dia local connection (S.I.No 22 P.No 6) |  |  | 2 | Nos | 689.7 | Each | 1379.4
9 | P/F: Nyloon connection 1/2" dia complete with bracess stop cook with pair of brass nuts and linding joints to nyloon connection (S.I.No 23 P.No 6) |  |  | 2 | Nos | 447.15 | P.No: | 894
10 | Supplying and Fixing C.P Muslim shower with double bib cock & ring pipe etc complete (S.I.No 19-a-P.No19) |  |  | 1 | No | 3432 | Each | 3432
11 | S/F: long bib cock of superier quality with 1/2" thick c.p head (S.I.No 13-b-P.No 19) |  |  | 4 | Nos | 1384.24 | P.No: | 5536.96
12 | S/F: 1/2" Cancelled tee stop cock of superior quality with C.P head 1/2" (S.I.No: 14 P.No:14). |  |  | 2 | Nos | 889.46 | P.No: | 1778.92
13 | S/F: sawan type of piler cock superier quality single C.P hea 1/2" dia (S.I.No 16-b-P.No 19) |  |  | 2 | Nos | 795 | P.No: | 1590
14 | Supplying and Fixing wash basin mixture of superior quality with C.P Head 1/2" dia (S.I.No 14-b-P.No14) |  |  | 2 | No | 3179 | Each | 6358
15 | S/F: Sink Mixture (S.I.No: 17 / P-19). |  |  | 1 | Nos | 2745.6 | P.No: | 2745.6
17 | P/F 24 X 18" bevelled edge mirror of belgium glasss water tank 1/8" thick hand board and C.P screw fixed to wooden class |  |  | 1 | Nos | 2376 | Each | 2376
18 | Providing and Fixing C.P brass towel Rail complete 24" long 3/4" square (S.I.No: 1 (iii) (a) P.No 7) |  |  | 1 | Nos | 972.95 | Each | 972.95
19 | Providing G.I pipe special etc including fixing cutting and fitting complete with and i/c the cost of breaking through walls and roof making good etc painting two coats after cleaning the pipe etc with white zink paint with pigment to match. (S.I.No 1 P.No 12)
| i) 1/2" dia |  |  | 50 | Rft | 73.21 | P.RRft | 3660.5
| ii) 3/4" dia |  |  | 50 | Rft | 95.79 | P.RRft | 4789.5
| iii) 1" dia |  |  | 40 | Rft | 128.55 | P.RRft | 5142
20 | P/F: Handle valve (Chine Make)
| 1" dia |  |  | 1 | Nos | 365.42 | P.No: | 365.42
| 3/4" |  |  | 1 | Nos | 271.95 | P.No: | 271.95
21 | Add: extra labour for cancelled G.I Pipe and fitting 3/4" dia |  |  | 30 | Rft | 8.45 | P.RRft | 253.5
22 | P/F: Chamber 15" X 9" ( Inside dimension) x 24" deep for house maters with 6" thick c.c 1:2 block get on 1:6 cement morter 6" thick c,c, 1:4:8 in foundation 1/2" thick cement plaster 1:3 C.M to all inside wall surface and to top 1" thick c.c. 1:2:4 flooring complete with hinged cast concrate a cover and frame 15" x 9" (inside) clear opning wt: 1"qr : etc fixed in cement concrate 1:2:4 i/c curring excavation back filling and disposal of earth etc complete (S.I.No 4 P.No 20) |  |  | 1 | Nos | 5905.67 | Each | 5905.67
23 | Providing and Fixing RCC Pipe 6" dia (S.I.No 2-c-P.No 23) |  |  | 20 | Rft | 199.25 | Each | 3985
25 | Providing and Fixing UPVC Pipe of Class "D" fixing and tranches 3/4" dia (S.I.No 6 P.No 24) |  |  | 20 | Rft | 19 | Each | 380
26 | UPVC pipe pressure pipe "B" Class fixing in tranches i/c cutting fitting etc complete 4" dia (S.I.No 4-b-P.no 23) |  |  | 30 | Rft | 136 | Each | 4080
|  | Amount of Schedule Items |  |  |  | Total |  | 92206.36
Add: / Deduct _________ %Above / Below on Sanitary Items Rs:
Add: / Deduct _________ %Above / Below only G.I & RCC Pipe Rs:
Total (B)
PART-(C) Non-Schedule Item.
1 | Providing & Fixing 0.50 HPMotor With pump set |  |  | 1 | Nos |  | Each
Total ( C)
Total (A+B+C)
Note: Any variation in the description on item Quantites, Rates if
any as per Sanctioned Estimate will be accepted
| CONTRACTOR |  |  | EXECUTIVE ENGINEER
BUILDINGS DIVISION
SANGHAR.
Note on P32: Anwer ali:
Note on P33: Anwer ali:
Note on P34: Anwer ali:

## 9
Schedule A to Bid
SCHEDULE OF PRICES (BOQ)
(Description and rate of items based on Composite Schedule of Rates)
NAME OF WORK :- |  | Construction of 10 Beded Hospital At Village Khadim Hussain Zardari Taluka Shahdadpur District Sanghar ( Providing Electrification)
S.No | Description |  | Qutantity |  | Rate | Unit |  | Amount
1 | Wiring for light or fan point with 1.1.13(3/.029) pvc insulated wire in PVC conduit ressed in the wall or colomn as required ( S.I.NO.124 P.15) |  | 164 | Nos | 1130 | Each | Rs | 185320
2 | Wiring for Call Bell point with 1.1.13(3/.029) pvc insulated wire in 20mm 3/4" PVC conduit ressed in the wall or colom as required ( S.I.No.128 P.15) |  | 7 | Nos | 1764 | Each | Rs | 12348
3 | Wiring for plug point with 1.1.13(3/.029) PVC insulated wire in 20mm (3/4") PVC conduit in the wall or colom as required (S.I.No.126 P. 15) |  | 40 | Nos | 985 | Each | Rs | 39400
4 | Providing and laying (Main or Sub-Main) PVC insulated with size 2-7/.029 coper conductor in 3/4" dia PVC conduit ressed in the wall are colom as required ( S.I.No. 10 P.No. 2 ). |  | 500 | Mtr | 222 | P.Mtr | Rs: | 111000
5 | Providing and laying (Main or Sub-Main) PVC insulated with size 2-7/.036 coper conductor in 3/4" dia PVC conduit ressed in the wall are colom as required ( S.I.No. 11 P.No. 2 ). |  | 275 | Mtr | 252 | P.Mtr | Rs: | 69300
6 | Providing and laying (Main or Sub-Main) PVC insulated with size 2-7/.044 coper conductor in 3/4" dia PVC conduit ressed in the wall are colom as required ( S.I.No. 12 P.No. 2 ). |  | 250 | Mtr | 341 | P.Mtr | Rs: | 85250
7 | Providing and laying (Main or Sub-Main) PVC insulated with size 2-7/.064 (16mm 2) coper conductor in 3/4" dia PVC conduit ressed in the wall are colom as required ( S.I.No. 14 P.No. 2 ). |  | 250 | Mtr | 641 | P.Mtr | Rs: | 160250
8 | Providing and fixing A.C one way S.P 10 to 15 Amp switch flush type on given prepared board (.S.I.No. 218 P.33). |  | 164 | Nos | 58 | Each |  | 9512
9 | Providing and fixing flush type 2 pin 5 ampress S.P plug socket switch and shoe unit on a given prepared board on surface as required (S.I.No:225 P.33). |  | 40 | Nos | 83 | Each | Rs | 3320
10 | Providing and fixing flush type 3 pin 10 to 15 Amps ampress S.P plug socket switch and shoe unit on a given prepared board on surface as required (S.I.No:224 P.33). |  | 25 | Nos | 151 | Each | Rs | 3775
11 | Providing and fixing B.C Brass batton holder and 254mm(10") E.I Shade(S.I.No. 232 P. 33). |  | 115 | Nos | 70 | Each. | Rs: | 8050
12 | Providing and fixing S.W canopy block and bakclite ceiling rose SW block (S.I.No: 28-B P.33). |  | 60 | Nos | 72 | Each. | Rs: | 4320
13 | P/F Circuit breaker 10,15,20,30,40,50, 63, Amps 5P on prepared board. (S.I.No: 203 P.31). |  | 55 | Nos | 916 | Each. | Rs: | 50380
14 | P/F Circuit breaker 10,15,20,30,40,50, 63, Amps DB on prepared board. (S.I.No: 204 P.31). |  | 6 | Nos | 2456 | Each. | Rs: | 14736
15 | P/F Circuit breaker 15,20,30,40,50, 60, TP on prepared board. (S.I.No: 206 P.31). |  | 4 | Nos | 5521 | Each. | Rs: | 22084
16 | P/F Circuit breaker 15,20,30,40,50, 100, TP on prepared board. (S.I.No: 207 P.31). |  | 4 | Nos | 9261 | Each. | Rs: | 37044
17 | P/F Circuit breaker 400 Amps: TP Setting 250-400 Amps (XS-400CJ) on prepared board as required (S.I.No: 210 P.31). |  | 1 | Nos | 39401 | Each. | Rs: | 39401
18 | P/F DB i/c Change over switch 500 volts 400 amps:on a prepared board ( S.I.No:200 P30) |  | 4 | Nos | 34588 | Each. | Rs: | 138352
19 | P/F Voltmeter size 96/96 mm 500 volts as required (S.I.No:285 P41) |  | 4 | Nos | 999 | Each. | Rs: | 3996
20 | P/F Ampmeter size 96/96 mm direct 15-60 Amps 100 Amps as required (S.I.No:284 P41) |  | 4 | Nos | 1054 | Each. | Rs: | 4216
27 | P/F on a prepared board iron cled bus bar with 2 copper strips of 500 amps 50.8mmx6.3mm(2"x1/14)" section with chamber of overall size 1828x419mm(72"x16.50")S.I.NO.29P20) |  | 2 | Nos | 9677.25 | Each | Rs: | 19354.5
21 | P/F of Street Light 250 Watts (HPMB) having ip 54 Classified with 250 watts lamps chowks capcitor and internal wiring complet in all respect at the height upto 31 ft as per side required and internal of E.I incharge (S.I.No 160 P.No 25) |  | 6 | Nos | 8455 | Each | Rs: | 50730
20 | P/F of street light 250 watts (HPMV) having IP 65 classification with 250 watts lamps chowks capicitor and internal wiring complete in all respect at the hiehgt upto 31 ft as per side requirement (S.I.No. 162 P.No. 25). |  | 4 | Nos | 16100 | Each |  | 64400
21 | Construction of RCC foundation as per following specification and instruction of E.I for 31ft/40ft etc complete (S.I.No. 139 P.No. 19). |  | 4 | Nos | 15168 | Each |  | 60672
22 | Providing and fixing MS tubelar pole as following 20 ft (6" dia) x 5.5" (dia5" ) x 5.5" (4" dia) equal 31ft etc complete (S.I.No. 132 P.No. 16). |  | 4 | Nos | 36698 | Each |  | 146792
22 | P/F of Brass Bracket Fan 18" (good Quality) (S.I.No 236 P.No 34) |  | 20 | Nos | 2791 | Each | Rs: | 55820
23 | P/F: Brass Ceilling Fan 56 good quality (S.I.N 235 P.No 34 ) |  | 47 | Nos | 3185 | Each. | Rs: | 149695
| Amount of Schedule Items | [6 empty] | 1549517.5
| Add: / Deduct _________ %Above / Below of rates oc CSR Rs: |  |  |  |  | Rs.
Total (A)
PART" B" NON SCHEDULE ITEM.
1 | P/F Capsule light with reflector, holder and energy sever (L.Q.R) |  | 30 | Nos |  | Each. | Rs:
2 | P/F A.C or D.C Electric Bell 220 Volts ding dong condy (L.Q.R) |  | 7 | Nos |  | Each. | Rs:
3 | P/F 2-40 watts tublight complete with 400 watts is lying chowk stater putty with philips component i/c necessary electric connection fixing on wall or ceilling etc complet (L.Q.R) |  | 25 | Nos |  | Each. | Rs:
4 | P/F Energy sever superior quality 24 watts i/c fixing existing holder etc complete (L.Q.R) |  | 100 | Nos |  | Each. | Rs:
5 | Providing and Fixing blubs 100 watts |  | 10 | Nos |  | Each. | Rs:
6 | Providing and Fixing distribution board shutter (L.Q.R) |  | 10 | Sft |  | P.Sft | Rs:
7 | Fixing A.C Fan regulator on SW Board |  | 7 | Nos |  | Each. | Rs:
8 | Errection of ceilling fan |  | 7 | Nos |  | Each. | Rs:
9 | Providing and Fixing Plastric Exchast Fan 18" ( Best Quality) |  | 10 | Nos |  | Each. | Rs:
Amount of Non-Schedule Items
Total (A+B)
Note: Any variation in the description on item Quantites, Rates if
any as per Sanctioned Estimate will be accepted
| CONTRACTOR |  |  |  | EXECUTIVE ENGINEER |  | EXECUTIVE ENGINEER
[5 empty] | BUILDINGS DIVISION |  | BUILDINGS DIVISION
[5 empty] | SANGHAR. |  | SANGHAR.

## 10
Schedule A to Bid
SCHEDULE OF PRICES (BOQ)
(Description and rate of items based on Composite Schedule of Rates)
NAME OF WORK :- |  | Rehabilitation / Renovation of existing of Children Park Sanghar ( Providing and Fixing Park Equipments )
S.No | Description |  | Quantity |  | Rate | Unit |  | Amount
1 | Supplying and Fixing Play Ground equipment set consisting of M.S Pipe 1-1/2" dia Half round shape climber (single) i/c painting & fixing C.C 1:2:4 |  | 6 | Nos | 32450 | Each. | Rs: | 194700
2 | Supplying and Fixing out door Play Ground equipment set consisting two Seater seasaw of M.S Pipe 2" dia with fibre glass seats i/c painting & fixed in C.C 1:2:4 |  | 6 | Nos | 23650 | Each. | Rs: | 141900
3 | Supplying and Fixing out door Play Ground equipment set consisting of Double Sea Saw, four Seaters of 2" dia M.S Pipe & Fibre glass seates i/c painting and fixed in C.C 1:2:4 |  | 6 | Nos | 50600 | Each. | Rs: | 303600
4 | Supplying and Fixing out door Play Ground equipment set sofa jholla two seaters consisting 1-1/2" dia M.S pipe & Pine wood seats and roof i/c iron chain i/c painting & fixed in C.C 1:2:4. |  | 6 | Nos | 52800 | Each. | Rs: | 316800
5 | Supplying and Fixing out door Play Ground equipment China Swing Conisting of M.S Pipe 1-1/2" dia pipe M.S Sheet i/c painting and fixing in C.C 1:2:4 |  | 6 | Nos | 55000 | Each. | Rs: | 330000
6 | Supplying and Fixing out door Play Ground set consisting of M.S Pipe 3/4" dia and Fibre Glass Slide 12 Feet i/c painting and fixing C.C 1:2:4. |  | 6 | Nos | 38500 | Each. | Rs: | 231000
7 | Supplying and Fixing out door Play Ground equipment consisting of various size M.S Pipe and 12 Feet fibre glass slide and Square plate form i/c painting and fixing in C.C 1:2:4. |  | 6 | Nos | 67100 | Each. |  | 402600
8 | Supplying and Fixing out door Play Ground equipment set consisting Merry GO 5 Feet dia of M.S Pipe and M.S sheet i/c painting of fixing charges . |  | 6 | Nos | 47300 | Each. |  | 283800
9 | Supplying and Fixing Fibre Glass Dustbin fixed with 1-1/2" dia M.S Pipe frame i/c painting and fixed in C.C 1:2:4. |  | 10 | Nos | 13750 | Each. |  | 137500
10 | Proding and Fixing 5 Feet wide Garden Benches Consisting of M.S Box Frame & pine wood 2"x3/4" patti on seats i/c painting and Fixing C.C 1:2:4 |  | 12 | Nos | 19800 | Each. |  | 237600
11 | Providing Garden Banches 5'wide made up cost iron victoria style i/c frame, seats of pine wooden / fibre glan patti 2"x3/4" thick i/c polishing, painting with all nuts and screw and fixed in C.C 1:2:4 |  | 12 | Nos | 30250 | Each. |  | 363000
12 | Providing Fibre Glass roof size 10'x10' consisting of 3" dia M.S Pipe as vertical post & fixing painting complete. |  | 3 | Nos | 115500 | Each. |  | 346500
13 | Providing & Fixing Play ground euipment set consisting one swing with 2-1/2" dia M.S Pipe & Iron chain i/c painting and fixed in C.C 1:2:4. |  | 6 | Nos | 28600 | Each. |  | 171600
14 | Supplying and Fixing Play ground equipment lion of totally made of fibre glass i/c fixing at site |  | 1 | Nos | 84700 | Each. |  | 84700
15 | P/F 5'wide garden benches conisting of 1-1/2" dia M.S Pipe with fibre glass patti on seatss i/c painting and Fixing in C.C 1:2:4 |  | 12 | Nos | 15400 | Each. |  | 184800
16 | P/F 5" wide Double Garden Benchs with table consiting of 1-1/2" dia M.S Pipe Fibre Glass Table seats size 5'x2' and two Nos benches size 5'x13" i/c painting & fixing charges. |  | 3 | Nos | 35750 | Each. |  | 107250
17 | Cutting the existing tree of required shape and size for beautification of park with seasers of 1st time |  | 400 | Nos | 220 | Each. |  | 88000
18 | Cutting the existing tree of required shape and size for beautification of park with seasers of 2nd & subsequent time |  | 2000 | Nos | 138 | Each. |  | 276000
| Amount of Non-Schedule Item. |  |  |  | Total Rs. |  |  | 4201350
Note: Any variation in the description on item Quantites, Rates if
any as per Sanctioned Estimate will be accepted
| CONTRACTOR |  |  |  | EXECUTIVE ENGINEER |  | EXECUTIVE ENGINEER
[5 empty] | BUILDINGS DIVISION |  | BUILDINGS DIVISION
[5 empty] | SANGHAR. |  | SANGHAR.

## 11
Schedule A to Bid
SCHEDULE OF PRICES (BOQ)
(Description and rate of items based on Composite Schedule of Rates)
NAME OF WORK: - |  | Renovation / Rehabilitation of Main Eid Gah Near Dilber Chowk Sanghar ( Flooring)
S.# | Items of Work |  | Qty: |  | Rate | Unit | Amount
(Civil Work)
1 | Laying white marble flooring fine dreosed in the surface wihtout winging set in line mortar 1:2: I/c rubbing and polishing of the joint (28-P/ (a) 3/4" thick flooring (S.I.No.28 P-42) |  | 7800 | Sft | 567.48 | P.Sft | 4426344
|  | Amount of Schedule Items |  |  |  | Total | 4426344
Deduct _________ % Below of Marble item rates oc CSR Rs:
Total
Note: Any variation in the description on item Quantites, Rates if
any as per Sanctioned Estimate will be accepted
| CONTRACTOR |  |  | EXECUTIVE ENGINEER
BUILDINGS DIVISION
SANGHAR.

## 12
SCHEDULE OF PRICES (BOQ)
(Description and rate of items based on Composite Schedule of Rates)
NAME OF WORK: - |  | Rehabilitation / Renovation of Building Earmarked For Safe House for Innocent Woman at Tnado Adam at Existing office Building of UC-IV Tnado Adam District Sanghar.
S.# | Items of Work |  |  |  | Qty: |  | Rate | Unit | Amount
Part-A (Civil Work)
1 | Dismentling RCC work in salb I/c sepraty(S.I.No. 20 P.No,10) |  |  |  | 469 | Cft | 5445 | %Cft | 25537
2 | Dismentling pacca brick work in cment send moter (S.I.No.13 P.No. 10) |  |  |  | 50 | Sft | 1285.63 | %Sft | 643
3 | R.C.C work I/c all labour and material except the cost of steel reinforcement for c.c and its labour for bending and binding which will be paid sepretely (a)RC work in roof slabs beams coloumns rafts, and lintles and other structural members laid in situe or pre cost laid in position making joints and fastening (1:2:4) ratio (S.I.No 6 P.No 16) |  |  |  | 717 | Cft | 337 | P.Cft | 241629
4 | Febrication of mild steel reinfored for cc i/c cutting bending and lying in position making joints and fasting includes all cost of removal of rust from bars. (S.I.No. 8 (a) P-16) Tar |  |  |  | 32.265 | cwt | 5001.7 | P.cwt | 161380
5 | Removing cement palster from walls (S.I.No. 53 P-13) |  |  |  | 2579 | Cft | 121 | %Sft | 3121
6 | Pacca Brick Work in ground floor with cement sand mortar ratio (1:6) (S.I.No 5 (e) Page No: 20) |  |  |  | 122 | Sft | 12674.36 | %Sft | 15463
7 | Cement plaster 1/2" thick upto height ratio 1:6 (S.I.No. 13-b- P-51) |  |  |  | 2873 | Cft | 2206.6 | %Sft | 63396
8 | Cement plaster 3/8" thick ratio 1:4 (S.I.No: 11 (a) P.No: 51) |  |  |  | 2873 | Sft | 2197.52 | %Sft | 63135
9 | Applying fleating coat of cement 1/32" thick (S.I.No.14 P-52) |  |  |  | 2579 | Cft | 660 | %Sft | 17021
10 | Cement concrete brick work or stone ballast 1:5:10 (S.I.No.4 ( C ) P-14) |  |  |  | 550 | Cft | 8694.95 | %Cft | 47822
11 | Cement Concrete palin including placing compacting finishing and curring complete including screending and washing of stone aggregate without shuttering ratio 1:2:4 ( S.I.No 5-f-P.No 15) . |  |  |  | 412 | Cft | 14429.25 | %Cft | 59449
12 | Laying white marble flooring fine dreosed in the surface wihtout winging set in line mortar 1:2: I/c rubbing and polishing of the joint (28-P/ (a) 3/4" thick flooring (S.I.No.28 P-42) |  |  |  | 480 | Sft | 567.48 | P.Sft | 272390
13 | Providing and Fixing 3/8" thick marble tiles of approved quality and colour and shade size 8" x 4" / 6" x 4" in dado skirting and facing removal / tucking of existing plaster surface etc. over 1/2" thick base of cement mortar 1:3 setting of tils in slurry of white cement over mortar base i/c filling the joints and washing the tiles with white cement slurry, currient finishing cleaning and (New work) (S.I.No 68 P.No 48) |  |  |  | 620 | Sft | 186.04 | P.Sft | 115345
14 | Laying Floor of approved colour glazed tiles 1/4" thick laid in white cement and pigments on the bad of 3/4" thick cement morter (S.I.No 25 P.No 42) |  |  |  | 55 | Sft | 27747.06 | %Sft | 15261
15 | Glazed tiles dado 1/4" thick laid in pigment over 1:2 cement sand morter 3/4" thick i/c finishing (S.I.No 38 P.No 44) |  |  |  | 614 | Sft | 28299.3 | %Sft | 173758
16 | First Class deodar wood rought joinery in door and windows etc fixied in position I/c chwkat hold fast hinges iron tower bit chowk cleats handles and coard with hooks etc 1 3/4" thick (S.I.No 7-b-P.No 57) |  |  |  | 224 | Sft | 1273.76 | P.Sft | 285322.24
17 | Supplying and fixing in position iron steel grillies of 3/4" x1/4" size flat iron of approved design I/c painting 3 cost etc complete finishing grill (S.I.No. 26 P-92) |  |  |  | 256 | Sft | 180.5 | P.Sft | 46208
18 | Galvonized wire guaze fixed to chowkats with 3/4" deodar strip and screws (S.I.No 14-D-P.No: 59) |  |  |  | 150 | Sft | 190.72 | P.Sft | 28608
19 | Providing and Lying C.C topping (1:2:4) i/c surface finishing dividing into panles (S.I.No 16-d-P.No 42) 2" thick |  |  |  | 1092 | Sft | 3275.5 | %Sft | 35768
20 | Two Coat of Bitumen laid hot using 34 Lbs for % Sft over roof and blinded with sand at one C.ft Per % Sft (S.I.No 13 P.No 34) |  |  |  | 1092 | Sft | 1887.4 | %Sft | 20610
21 | Providing and laying Hala or astern tile glazed 8”x8” x ¼” on floor wall i/c in required colour and pattern of stile specification joint in whit cement pigment over a base of 1.2 grey cement marter ¾” thick i/c washing and filling of joints with slarry of white gery of with cement etc complete (S.I.No 62 P.No 47) |  |  |  | 116 | Sft | 34520.31 | %Sft | 40044
22 | White washing 3 coats (S.I.No 26-C-P.No 53) |  |  |  | 535 | Sft | 829.95 | %Sft | 4440
23 | Distempering 3 Coats (S.I.No 24-C-P.No 53) |  |  |  | 1084 | Sft | 1079.65 | %Sft | 11703
24 | Preparing the surface and painting with Matt Finish i/c rubbing the surface with Bathy (Silicon carbide rubbing brick) filling th evoids with zink / chalk / plaster of paris mixture, applying first coat premix, making the surface smooth and then painting 3 Coats with matt finish of approved make etc complete (New Surface) (S.I.No 36 P.No 54) |  |  |  | 1177 | Sft | 2499.76 | %Sft | 29422
25 | Preparing the surface and painting with Weather Coat of approved make to New weather coat surface (S.I.No: 38-B-P.No: 55) |  |  |  | 2008 | Sft | 2567.95 | %Sft | 51564
26 | Painting doors and windows any type three coats (S.I.No.4-c P-67) |  |  |  | 264 | Sft | 1662.21 | %Sft | 4388
|  |  |  | Amount of Schedule Items |  |  |  | Total | 1833427.24
Add: / Deduct _________ %Above / Below of rates oc CSR Rs:
Deduct _________ % Below of Marble item rates oc CSR Rs:
Total (A)
Part-B ( W/S & S/F)
1 | P/F: squanting eurptan type white glazed earthen ware w.c pan with complete flushing cistern with internal fitting and flush pipe with bend & making requisite number of holes in walls plinth & floor for pipe constructions & making good in cement concrete1:2:4 (W.C Pan o not less than 23" clear opening between flushing rins and 3 gallons flushing tank with 4" dia C.I Pipe (S.I.No 1-b-P.No 1) |  |  |  | 1 | Nos | 4846.6 | Each | 4846.6
2 | P/f: 22"x16" lavatory basin in white glazed earthen ware complete white and I/c the cost at of W.I or c.I Cost of W.I or C.I cantilever brackets 6" built into walls, painted white in 2 coat after a primary coat of red lead paint, a pair of 1/2" rubber plug & chrome brass waste of approved pattern 1-1/4" dia malloable iron or C.P brass traps, amlloable iron or brass unions and making requisite number of holes in walls plinth and floor for pipe connection & making good in cement concrete 1:2:4 (Foreign or Equivalant ) (S.I.No 13 P.No: 4) |  |  |  | 1 | Nos | 4694.8 | Each | 4694.8
3 | Add: Extra for providing and fixing of earthen ware pedestal (S.I.No: 9 P.No: 03). |  |  |  | 1 | Nos | 938.47 | Each | 938.47
4 | P/F 1/2" dia nyloon connection with peir of slip cock and jointed to nyloon connection (S.i.No 23 P.No 6) |  |  |  | 2 | Nos | 447.15 | Each | 894.3
5 | P/F Brass tower rail compelte 24" long 3/4" dia round superior quality (S.I.No 1(iii-B) P.No 7) |  |  |  | 1 | Nos | 1082.95 | Each | 1082.95
6 | Providing G.I pipe special etc including fixing cutting and fitting complete with and i/c the cost of breaking through walls and roof making good etc painting two coats after cleaning the pipe etc with white zink paint with pigment to match. (S.I.No 1 P.No 12)
| i) 1/2" dia |  |  |  | 50 | Rft | 73.21 | P.RRft | 3660.5
| ii) 3/4" dia |  |  |  | 50 | Rft | 95.79 | P.RRft | 4789.5
| iii) 1" dia |  |  |  | 50 | Rft | 128.55 | P.RRft | 6427.5
6 | Add: Extra labour for cancelled G.I Pipe and fitting 1/2" dia |  |  |  | 30 | Rft | 7.82 | P.RRft | 234.6
7 | P/F: Handle valve (Chine Make)
| a) 3/4" |  |  |  | 2 | Nos | 271.92 | P.No: | 543.84
| b) 1" |  |  |  | 2 | Nos | 365.42 | P.No: | 730.84
8 | S/F: long bib cock of superier quality with 1/2" thick c.p head (S.I.No 13-b-P.No 19) |  |  |  | 4 | Nos | 1109.46 | Each | 4437.84
9 | S/F: 1/2" Cancelled tee stop cock of superior quality with C.P head 1/2" (S.I.No: 14 P.No:14). |  |  |  | 2 | Nos | 889.46 | P.No: | 1778.92
10 | S/F: Cancelled stop cock of superier quality with c.p head 1/2" dia (S.I.No 11-b-P.No 18) |  |  |  | 2 | Nos | 509.74 | P.No: | 1019.48
11 | S/F: Jet shower with rod of superior quality with C.P handle 1/2" dia (S.I.No: 15 / P-19). |  |  |  | 2 | Nos | 1142.24 | P.No: | 2284.48
12 | S/F: sawan type of piler cock superier quality single C.P hea 1/2" dia (S.I.No 16-b-P.No 19) |  |  |  | 2 | Nos | 877.8 | P.No: | 1755.6
13 | UPVC pipe pressure pipe "B" Class fixing in tranches i/c cutting fitting etc complete 4" dia (S.I.No 4-b-P.no 23) |  |  |  | 10 | Nos | 136 | Each | 1360
14 | UPVC fititing 4" dia of class "B"
| a) 4" dia Tee |  |  |  | 5 | Nos | 725 | Each | 3625
| b) 4" Elblow |  |  |  | 4 | Nos | 577 | Each | 2308
|  |  | Amount of Schedule Items |  |  |  |  | Total | 47413.22
Add: / Deduct _________ %Above / Below on Sanitary Items Rs:
Add: / Deduct _________ %Above / Below only G.I & RCC Pipe Rs:
Total Rs.
Total (A+B)
Note: Any variation in the description on item Quantites, Rates if
any as per Sanctioned Estimate will be accepted
| CONTRACTOR |  |  |  |  | EXECUTIVE ENGINEER
BUILDINGS DIVISION
SANGHAR.

## 13
Schedule A to Bid
SCHEDULE OF PRICES (BOQ)
(Description and rate of items based on Composite Schedule of Rates)
NAME OF WORK: - |  | Construction of Compound Wall Around the 10 Beded Hospital At Village Khadim Hussain Zardari Taluka Shahdadpur District Sanghar.
S.# | Items of Work |  |  | Qty: |  | Rate | Unit | Amount
Part-A (Civil Work)
1 | Excavation in foundation of building bridges and other sturture I/c degtelling gretting refilling around structure with excavated earth watering and remming lead upto 5' feet ordinary soil (S.I.No. 18 (b) P-4) |  |  | 4624 | Cft | 3176.25 | %0Cft | 14687
2 | Cement concrete brick work or stone ballast 1:5:10 (S.I.No.4 ( C ) P-14) |  |  | 1156 | Cft | 8694.95 | %Cft | 100514
3 | Pacca Brick work in foundation to plinth cement sand ratio (1:6) (S.I.No 4 (e) P.20) |  |  | 2826 | Cft | 11948.36 | %Cft | 337661
5 | Pacca Brick work in other than building (1:6) (S.I.No 7-e- P.No 21) |  |  | 3047 | Cft | 12346.65 | %Sft | 376202
6 | R.C.C work I/c all labour and material except the cost of steel reinforcement for c.c and its labour for bending and binding which will be paid sepretely (a)RC work in roof slabs beams coloumns rafts, and lintles and other structural members laid in situe or pre cost laid in position making joints and fastening (1:2:4) ratio (S.I.No 6 P.No 16) |  |  | 743 | Cft | 337 | P.Cft | 250391
7 | Febrication of mild steel reinfored for cc i/c cutting bending and lying in position making joints and fasting includes all cost of removal of rust from bars. (S.I.No. 8 (a) P-16) A) Tar Bar |  |  | 28.23 | cwt | 5001.7 | P.cwt | 141198
8 | Making and Fixing Steel Grated Door with 1/16" thick sheeting i/c angle iron frame 2"x2"x 3/8" size and 3/4" square bars at 4" center to center i/c locking arrangments (S.I. 24 P.No 91) |  |  | 120 | Sft | 726.72 | P.Sft | 87206
9 | Cement plaster 1/2" thick upto height ratio 1:6 (S.I.No. 13-b- P-51) |  |  | 4930 | Cft | 2206.6 | %Sft | 108785
10 | Cement plaster 3/8" thick ratio 1:4 (S.I.No: 11 (a) P.No: 51) |  |  | 4930 | Sft | 2197.52 | %Sft | 108338
10 | Rough cost Stucco Cement Plaster 3/4" thick in proportion of 1:1-1/12" 1-1/2" in cement hill sand and bajri in pattern (S.I.No 32 P.No 55) |  |  | 380 | Sft | 2306.1 | %Sft | 8763
11 | Cement Pointing raised on stone work in cement mortar 1:3 (S.I.No 20 (c-ii)P.no58) |  |  | 1180 | Sft | 1758.08 | %Sft | 20745
12 | Providing and laying Hala or astern tile glazed 8”x8” x ¼” on floor wall i/c in required colour and pattern of stile specification joint in whit cement pigment over a base of 1.2 grey cement marter ¾” thick i/c washing and filling of joints with slarry of white gery of with cement etc complete (S.I.No 62 P.No 47) |  |  | 144 | Sft | 34520.31 | %Sft | 49709
13 | Preparing the surface and painting with Weather Coat of approved make to New weather coat surface (S.I.No: 38-B-P.No: 55) |  |  | 9440 | Sft | 2567.95 | %Sft | 242414
14 | Preparing surface and painting guard bars, gates iron bars gratings railings i/c standard braces (etc) and similar open work 2 Coats. (S.I.No 5-d-P.No 76) |  |  | 240 | Sft | 584.54 | %Sft | 1403
|  |  | Amount of Schedule Items |  |  |  | Total | 1848016
Add: / Deduct _________ %Above / Below of rates oc CSR Rs:
Deduct _________ % Below of Marble item rates oc CSR Rs:
Total
Note: Any variation in the description on item Quantites, Rates if
any as per Sanctioned Estimate will be accepted
| CONTRACTOR |  |  | EXECUTIVE ENGINEER
BUILDINGS DIVISION
SANGHAR.