## F.Shhet
(FACE SHEET)
| FUNDED HEAD |  |  |  | SC - 12059
| MAJOR HEAD |  |  |  | 108 - CAPITAL.
| MINOR HEAD |  |  |  | 108 - 101 - BUILDING & STRUCTURE.
| SERVICES HEAD |  |  |  | SCHEME NO:
| DEPARTMENTAL HEAD |  |  |  | THE DETAILED WORKING ESTIMATE FOR
ESTABLISHMENT OF EARLY CHILDHOOD EDUCATION (ECE) INTERVENTION HYDERABAD DIVISION ADP # 151 OF 2016-17-PROPGRAMME @ GOVERNMENT GIRLS PRIMARY SCHOOL QASIMABAD PHASE-II, TALUKA QASIMABAD SEMIS CODE # 403040057
The Estimate has been prepared in the office of the Assistant Engineer Education Works Sub-Division Qasimabad. the probable expenditure incurred on the above said work will be chargeable against the Head of Account.
Estimated Amount Rs:16,56,000/-
| 1 | HISTORY
The Government of Sindh has approved the New A.D.P Schemes during the year for whole for Sindh, which are to be executed by the Education Works Division Hyderabad in this current financial year 2015-16. This Estimate is mainly based on rates provided by the composite Schedule of Rates (General) for finished items of works (Fifth Edition -2012).
| 2 | SCOPE.
This work is to completed in this Current Financial Year/Stipulated times
| 3 | LAND.
The Education Department, Government of Sindh, will provided Existing Building for Re-Habilitation for the Proposed Schemes/Works.
| 4 | METHOD OF EXECUTION.
No lead whether small or long carriage of material for items for which finished items are applicable is to be paid seaprately. However all the construction material as detailed below will have to be brought by contractor from the full-swing predetermined quarries/ approved sources of supply.
|  | (i) | BAJRI FROM. |  |  |  | T.B.KHAN
|  | (ii) | STONE BALLASTE FROM. |  |  |  | ONGER.
|  | (iii) | HILL SAND FROM. |  |  |  | BHOLARI.
|  | (iv) | STONE FROM. |  |  |  | ---
|  | (v) | STEEL FROM. |  |  |  | HYDERABAD.
|  | (vi) | CEMENT FROM. |  |  |  | HYDERABAD.
ASSISTANT ENGINEER
EDUCATION WORKS SUB-DIVISION
T.A.Zaidi | [5 empty] | TALUKA QASIMABAD.

## S.Cost
SUMMARY OF COST.
NAME OF WORK:- |  | ESTABLISHMENT OF EARLY CHILDHOOD EDUCATION (ECE) INTERVENTION HYDERABAD DIVISION ADP # 151 OF 2016-17-PROPGRAMME @ GOVERNMENT GIRLS PRIMARY SCHOOL QASIMABAD PHASE-II, TALUKA QASIMABAD SEMIS CODE # 403040057
PART (A) CIVIL WORKS
1 | COST OF SCHEDULE ITEMS (PART--'A') |  | Rs: | 1194419
2 | 10% above (+) |  | Rs: | 119441
3 | COST OF CARRIAGE |  | Rs: | 24755
4 | COST OF NON-SCHEDULE ITEM (+) |  | Rs: | 205815
5 | TOTAL (1 to 4) |  | Rs: | 1544430
6 | COST OF SCHEDULE ITEMS (PART--'B') |  | Rs: | 68974
7 | 10% Premium (+) |  | Rs: | 6897
8 | COST OF NON-SCHEDULE ITEMS (PART--'B') (+) |  | Rs: | 18877
9 | TOTAL Part-B (6 to 8) |  | Rs: | 94748
10 | TOTAL (5 + 9) |  | Rs: | 1639178
11 | 1% CONTEGENCY (+) |  | Rs: | 16392
12 | G.TOTAL (10+11) |  | Rs: | 1655570

## Estimate
*! E S T I M A T E !*
NAME OF WORK: |  |  | ESTABLISHMENT OF EARLY CHILDHOOD EDUCATION (ECE) INTERVENTION HYDERABAD DIVISION ADP # 151 OF 2016-17-PROPGRAMME @ GOVERNMENT GIRLS PRIMARY SCHOOL QASIMABAD PHASE-II, TALUKA QASIMABAD SEMIS CODE # 403040057
S # | DESCRIPTION |  |  | QUANTITY |  |  |  | RATE |  | UNIT | AMOUNT
1 | Pacca brick work in G,FLOOR in i/c stricking of joints in cement sand mortor ratio 1:6. (S.I.NO5(I) (e)/P-20)
A) | Ground Floor
| Bath Wall | 1x18.00xx0.75x11.00 |  |  |  | = | 149
| : s/w | 1x2x6.00x0.75x11.00 |  |  |  | = | 99
248
Deduction.
| Door | 1x3x2.50x0.75x7.25 |  |  |  | = | 41
| Lintel | 1x18.00x0.75x1.00 |  |  |  | = | 14
| Ventilator | 1x2.00x0.75x1.50 |  |  |  | = | 2
57
|  | Net Qty 248.00 (-) 57.00 |  |  |  | = | 191 | @ | 12674.36 | % Cft | Rs. | 24208.0276
B) | First Floor
| C/R l/w | 1x2x26.50x0.75x11.00 |  |  |  | = | 437
| " s/w | 1x1x18.00x0.75x11.00 |  |  |  | = | 149
| Ver: Col: | 1x4x1.50x0.75x8.00 |  |  |  | = | 36
| Ver: Top | 1x26.50x0.75x3.00 |  |  |  | = | 60
| Ver: D/Wall | 1x3x6.745x0.37x3.00 |  |  |  | = | 22
704
Deduction.
| Door | 1x4.00x0.75x7.25 |  |  |  | = | 22
| Window | 1x3x4.50x0.75x4.00 |  |  |  | = | 41
| Lintel | 1x3x26.50x0.75x1.00 |  |  |  | = | 60
123
|  | Net Qty 704.00 (-) 123.00 |  |  |  | = | 581 | @ | 13112.99 | % Cft | Rs. | 76186.4719
2 | R.C.C work i/c all labour and material except the cost of steel reinforcement for cement concrete i/c cutting bending which will be paid separately .This ratel also i/call kinds of moulds liftinbg shuttering curing rendering infinishing the exposed surface a) R.C.C work in roof slab beams coloumns raft lintels & other structural membors laid in situ in poistion complete ratio 1:2:4.(S.I.NO: 6/P-16)
A) | Ground Floor
| Bath lintal | 1x18.00x0.75x1.00 |  |  |  | = | 13.5
| Kitchen Slab | 1x5.50x2.00x0.42 |  |  |  | = | 4.62
[7 empty] | 18.12 | @ | 337 | P. Cft | Rs. | 6106.44
B) | First Floor
| Slab | 1x28.75x30.25x0.50 |  |  |  | = | 434.84
| Tee Beam | 1x2x19.50x0.75x1.75 |  |  |  | = | 59.18
| Lintal | 1x3x27.25x0.75x1.00 |  |  |  | = | 61.31
[7 empty] | 555.33 | @ | 349.1 | P.Cft | Rs. | 193865.703
3 | Fabrication of mild steel reinforcement for bending cutting binding & laying making joints & fastening i/c cost of binding wire & also i/c removal of rust from bars.(S.I.NO.7/P-19)
| Quantity RCC | 53.45 x 6.00
|  | 112 |  |  |  | = | 30.72 | @ | 5001.7 | P.Cwt | Rs. | 153652.224
4 | Cement plaster 1: 6 upto 20" hiehgt 1/2" thick (S.I No.13 /P-51)
A) | Ground Floor
| Bath+Store+Kitchen | 1x3x2x(5.50+6.00)x11.00 |  |  |  | = | 759
| Passage | 1x2x(3.25+18.00)x11.00 |  |  |  | = | 468
1227
Deduction.
| Door | 1x3x2.50x7.00 |  |  |  | = | 53
| Ventilator | 1x2.00x1.50 |  |  |  | = | 3
56
| Net | Qty: 1227.00 (-) 56.00 |  |  |  | = | 1171 | @ | 2206.6 | % Sft | Rs. | 25839.286
B) | First Floor
| C/R | 1x2x(26.50x18.00)x11.00 |  |  |  | = | 979
| Ver: | 1x2x26.50x11.00 |  |  |  | = | 583
| o/s | 1x(27.25+19.50+27.25)x11.00 |  |  |  | = | 814
2376
Deduction.
| Door | 1x4.00x7.00 |  |  |  | = | 28
| Window | 1x3x4.50x4.00 |  |  |  | = | 54
| Ver: Opp: | 2x3x6.75x5.00 |  |  |  | = | 101
183
|  | Net Qty 2376.00 (-) 183.00 |  |  |  | = | 2193 | @ | 2346.6 | % Cft | Rs. | 51460.938
5 | Cement plaster 1: 4 upto 20" hiehgt 1/2" thick (S.I No.13 /P-51)
A) | Ground Floor | Qty same as Item No.2-A |  |  |  |  | 1171
Deduction.
| Store + Kitchen | 1x3x2x(5.50+6.00)x4.00 |  |  |  | = | 276
| Passage | 1x2x(3.25+18.00)x4.00 |  |  |  | = | 170
446
| Net | Qty: 1171.00 (-) 446.00 |  |  |  | = | 725 | @ | 2197.52 | % Sft | Rs. | 15932.02
B) | First Floor | Qty same as Item No.2-A |  |  |  |  | 2193 | @ | 2337.5 | % Sft | Rs. | 51261.375
6 | Cement concrete plain 1:3:6 i/c placing compecting finishing and curing complete (i/c screening and washing of stone aggregate without shuttering(S.I No. 5 (h)/P-15)
| C/R | 1x26.50x18.00x0.17 |  |  |  | = | 81
| Ver: | 1x26.50x7.00x0.17 |  |  |  | = | 32
| Bath + Store | 1x3x5.50x6.00x0.17 |  |  |  | = | 17
| Passage | 1x3.25x18.00x0.17 |  |  |  | = | 10
[7 empty] | 140 | @ | 12595 | % Cft | Rs. | 17633
7 | P/F G.I Frames / chowkats of size 7" x2" or 4-1/2"x3" for Door& windows using 20-guage G.I sheets I./C walded hings and fixing at site with neccesary hold fasts, filling with cement sand sulury of ratio 1:6 and reparing the james. The cost of also I/C all carage tools and plants used in making and fixing. (S.I.NO:28/P-92).
A | Door Chowkhats
| C/R | 1x2x7.25 |  |  |  | = | 15
| " | 1x1x3.67 |  |  |  | = | 4
| Lav: Door | 1x3x2x7.25 |  |  |  | = | 44
| " | 1x3x1x2.17 |  |  |  | = | 7
[7 empty] | 70 | @ | 228.9 | P.Rft | Rs. | 16023
B | Window Chowkhats
| Window | 1x3x2x4.50 |  |  |  | = | 27
| " | 1x3x4x2.67 |  |  |  | = | 44
| Ventilator | 1x2x2.00 |  |  |  | = | 4
| " | 1x2x1.17 |  |  |  | = | 2
[7 empty] | 77 | @ | 240.5 | P.Rft | Rs. | 18518.5
8 | First class deodar wood wrought joinery in doors & winbdows etc fixed in posoition i/c chowkhat holds fasts hinghs iron tower bolts cleats handlkes cords with hooks etc.Deodar wood panelled or panlelled glaszed or fully glazed 1-3/4" thick.(S.I.NO 07 P/-57)
Only Shutter
| C/R | 1x3.67x7.00 |  |  |  | = | 26
| Lav: + Store | 1x3x2.25x7.00 |  |  |  | = | 47
| Window | 1x3x3x1.25x3.67 |  |  |  | = | 41
| Ventilator | 1x1.67x1.17 |  |  |  | = | 2
[7 empty] | 116 | @ | 902.93 | P.Sft | Rs. | 104739.88
9 | First class deodar wood wrought joinery work in wire-guaze etc 22.S.W.G. Galvanized wire guaze 144 mesh per sq: inch iron fitting etc completeb) Galvanized wire guaze fixed to chowkhats with 3/4" deodar wooden strips &screws.(S.I.NO:14(D)/P-57).
| Window | 1x3x4.50x4.00 |  |  |  | = | 54
| " | 1x3x3.00x4.00 |  |  |  | = | 36
[7 empty] | 90 | @ | 190.72 | P.Sft | Rs. | 17164.8
10 | Fixing expanded metal with 1" deodar wooden strips &screws.(S.I.NO:22(a) /P-61)
|  | Qty same as Item No.9 |  |  |  | = | 90 | @ | 296.05 | P.Sft | Rs. | 26644.5
11 | S/F in position iron steel grill 3/4" 1/4" size flate iron approved design i/c painting 3-coats (wt: not to be less than 3-7 lbs: sq: ft: of finshing grill)(S.I.NO: 26/92)
| C/R Window | 1x3x3x1.25x3.67 |  |  |  | = | 41
| Ver: Opp: | 1x3x6.75x5.00 |  |  |  | = | 101
[7 empty] | 142 | @ | 180.5 | P.Sft | Rs. | 25631
12 | P/F 3/8" thick Marble of approved quality & colour & shade size (8"x4/6"x4") in dado skirting & facing removal tucking of existing plaster surface etc iover 1/2" thiuck base of white cement mortor 1:3 setting of tiles insulury of white cement curing finshing & polishing.(S.I.NO68(i)/P-48)
| C/R | 1x2x(26.50+18.00)x0.50 |  |  |  | = | 45
| Ver: | 1x2x26.50x0.50 |  |  |  | = | 27
[7 empty] | 72 | @ | 186.04 | P.Sft | Rs. | 13394.88
13 | Laying floor of approved white glazed tiles 1/4" thick in white cement 1:2 over 3/4" thick cement mortar 1:2 complete (S.I No.24/P-42)
| Bath+Store+Kitchen | 1x3x5.50x6.00 |  |  |  | = | 99
| Door | 1x3x2.25x1.00 |  |  |  | = | 7
| Passage | 1x3.25x18.00 |  |  |  | = | 59
[7 empty] | 165 | @ | 27678.86 | %.Sft | Rs. | 45670.119
14 | White glazed tiles 1/4" thick dado jointed in white cement & laid over 1:2 cement sand motar 3/4" thick i/c finishing (S.I No. 37/P-44)
| Bath+Store+Kitchen | 1x3x2x(5.50+6.00)x4.00 |  |  |  | = | 276
| Passage | 1x2x(3.25+18.00)x4.00 |  |  |  | = | 170
446
Deduction.
| Door | 1x3x2x2.50x4.00 |  |  |  | = | 60
| Net | Qty: 446.00 (-) 60.00 |  |  |  | = | 386 | @ | 28253.61 | %.Sft | Rs. | 109058.9346
15 | P/laying" HALA" or patren tiles glazed (8"x8"x 1/4") on floor or wall facing in required patren of STILE specification jointed in white cement & pigment over a base of 1:2 grey cement mortor 3/4" thick I/C washing & filling of joints with sulury of white cements and pigment in desire shape with finishing clieaning and cost of wax polish etc complete i/c cutting tiles to proper profile (S.I No.62/P-47)
| C/R f/s | 1x(27.25+19.50+27.25)x1.50 |  |  |  | = | 111
| " | 1x4x0.67x8.00 |  |  |  | = | 21
| " | 1x3x6.75x3.00 |  |  |  | = | 61
[7 empty] | 193 | @ | 34520.31 | %.Sft | Rs. | 66624.1983
16 | P/Fixing deodar Almirah (9 - 12) depth boxing with shade fixing complete (S.I No.23/P-60)
| C/R | 1x2x4.00x4.00 |  |  |  | = | 32 | @ | 28253.61 | %.Sft | Rs. | 9041.1552
17 | Notice board made with cement. (S.I. No: 01/P-94)
| C/R | 1x10.00x4.00 |  |  |  | = | 40 | @ | 58.11 | P.Rft | Rs. | 2324.4
18 | P/L 2" Thick TOPPING cement concrete (1:2:4) i/c surface finshuing &divising into pannels (S.I.NO:16 /P-41 )
| Over Roof | 1x28.75x30.25 |  |  |  | = | 870 | @ | 3502.38 | % Sft | Rs. | 30470.706
19 | Two coat of bitumen laid hot using 34lbs for % Sft over roof and blinded with cement sand @ one Cft per % Sft (S.I No. 13/P- 34)
|  | Qty same as Item No.14 |  |  |  | = | 870 | @ | 1887.4 | % Sft | Rs. | 16420.38
20 | Primary coat of chalk under distember (S.I No. 23 /P-55)
| C/R Ceiling | 1x26.50x18.00 |  |  |  | = | 477
| " | 1x2x(26.50+18.00)x10.50 |  |  |  | = | 935
| Ver: | 1x2x26.50x10.50 |  |  |  | = | 557
| " | 1x26.50x7.00 |  |  |  | = | 186
| Bath+Store+Kitchen | 1x3x5.50x6.00 |  |  |  | = | 99
| " | 1x3x2x(5.50+6.00)x7.00 |  |  |  | = | 483
| Passage | 1x3.25x18.00 |  |  |  | = | 59
| " | 1x2x(3.25+18.00)x7.00 |  |  |  | = | 298
| C/R | 1x20.00x16.00 |  |  |  | = | 320
| " | 1x2x(20.00+16.00)x10.50 |  |  |  | = | 756
| M.B o.s | 1x(27.25+19.50+27.25)x11.00 |  |  |  | = | 814
[7 empty] | 4984 | @ | 442.75 | %.Sft | Rs. | 22066.66
21 | Distembering 3-coat (S.I No. 24 /P-59)
|  | Qty same as Item No.20 |  |  |  | = | 4507 | @ | 1079.65 | % Sft | Rs. | 48659.8255
22 | Painting NEW surface painting of Door & Window any type i/c edge (3-coats) (S.I.NO: 5/P-68)
| Door | 1x2x4.00x7.00 |  |  |  | = | 56
| Window | 1x3x2x4.50x4.00 |  |  |  | = | 108
| Door | 1x3x2x2.50x7.00 |  |  |  | = | 105
| Ventilator | 1x3x2x4.50x4.00 |  |  |  | = | 6
[7 empty] | 275 | @ | 2116.41 | %Sft | Rs. | 5820.1275
1 | Providing & Laying floor of verona marble tiles of 12"x12"x3/4" fine dressed on the surface without winding set in white cement laid over 3/4" thick paid of 1:2 grey cement mortaar setting the tiles with grey cement slurry, jointing and washing the tile with slurry of white cement and pigment to match the colour of tiles i/c curring grainding, rubbing and polishing complete i/c cutting tile to proper profile. (R.A)
| C/R | 1x26.50x18.00 |  |  |  | = | 477
| Ver: | 1x26.50x7.00 |  |  |  | = | 186
[7 empty] | 663 | @ | 310.43 | P.Sft | Rs: | 205815.09
[9 empty] | Total:- |  | Rs. | 1400233.6416
17 | Distembering 2-coat (S.I No. 24 /P-59)
|  | Qty same as Item No.12 |  |  |  | = | 1626
| Lav: Ceiling | 1x2x4.00x4.00 |  |  |  | = | 32
[7 empty] | 1658 | @ | 1043.9 | % Sft | Rs. | 17307.862
18 | Painting NEW surface painting of Door & Window any type i/c edge (3-coats) (S.I.NO: 5/P-68)
|  | 1x2x2x2.50x6.75 |  |  |  | = | 68
|  | 1x2x2x2.00x1.50 |  |  |  | = | 12
[7 empty] | 80 | @ | 2116.41 | %Sft | Rs. | 1693.128
1 | Removing doors with chowkhats.(S.I.NO:33(a)/P-13)
|  | 2-Nos: |  |  |  | = | 2 | @ | 142.18 | Each | Rs. | 284.36
2 | Cement plaster 1: 6 upto 20" hiehgt 1/2" thick (S.I No.13 /P-51)
|  | 1x2x(10.50+5.50+10.50)x8.00 |  |  |  | = | 424
| Chajja | 1x2x11.50x1.50 |  |  |  | = | 35
| O.H.W.Tank | 1x2x(5.50+5.50)x4.00 |  |  |  | = | 88
| i/s | 1x2x(4.00+4.00)x4.00 |  |  |  | = | 64
611
Deduction.
| Door | 1x2x2.50x1.50 |  |  |  | = | 8
| Ventilator | 1x2x2.00x1.50 |  |  |  | = | 6
14
| Net | Qty: 611.00 (-) 14.00 |  |  |  | = | 597 | @ | 2206.6 | % Sft | Rs. | 13173.402
3 | Cement plaster 1: 4 upto 20" hiehgt 1/2" thick (S.I No.13 /P-51)
|  | Qty same as Item No.2 |  |  |  | = | 597 | @ | 2197.52 | % Sft | Rs. | 13119.1944
4 | P/F G.I Frames / chowkats of size 7" x2" or 4-1/2"x3" for Door& windows using 20-guage G.I sheets I./C walded hings and fixing at site with neccesary hold fasts, filling with cement sand sulury of ratio 1:6 and reparing the james. The cost of also I/C all carage tools and plants used in making and fixing. (S.I.NO:28/P-92).
A | Door Chowkhats
|  | 1x2x2x7.00 |  |  |  | = | 28
|  | 1x2x1x2.17 |  |  |  | = | 4
[7 empty] | 32 | @ | 228.9 | P.Rft | Rs. | 7324.8
5 | First class deodar wood wrought joinery in doors & winbdows etc fixed in posoition i/c chowkhat holds fasts hinghs iron tower bolts cleats handlkes cords with hooks etc.Deodar wood panelled or panlelled glaszed or fully glazed 1-3/4" thick.(S.I.NO 07 P/-57)
Only Shutter
|  | 2x2.17x6.75 |  |  |  | = | 29
| Vent: | 2x1.67x1.17 |  |  |  | = | 4
[7 empty] | 33 | @ | 902.93 | P.Rft | Rs. | 29796.69
6 | P/L 3" Thick TOPPING cement concrete (1:2:4) i/c surface finshuing &divising into pannels. (S.I.NO:16 /P-41 )
| Over Roof | 1x11.50x7.50 |  |  |  | = | 86 | @ | 3275.5 | % Sft | Rs. | 2816.93
7 | Primary coat of chalk under distember (S.I No. 23 /P- 55)
|  | Qty same as Item No.3 |  |  |  | = | 597
| Lav: i/s | 1x2x2x(3.67+3.67)x4.00 |  |  |  | = | 117
|  | 1x2x3.67x3.67 |  |  |  | = | 27
741
Deduction.
| O.H.W.Tank | 1x2x(4.00+4.00)x4.00 |  |  |  | = | 64
| Net | Qty: 741.00 (-) 64.00 |  |  |  | = | 677 | @ | 442.75 | % Sft | Rs. | 2997.4175
8 | Distembering 3-coat (S.I No. 24 /P-59)
|  | Qty same as Item No.7 |  |  |  |  | 677 | @ | 1079.65 | %Sft | Rs. | 7309.2305
9 | Painting NEW surface painting of Door & Window any type i/c edge (3-coats) (S.I.NO: 5/P-68)
|  | 1x2x2x2.50x6.75 |  |  |  | = | 68
| Ventilator | 1x2x2x2.00x1.50 |  |  |  | = | 12
[7 empty] | 80 | @ | 2116.41 | %Sft | Rs. | 1693.128
[9 empty] | Total:- |  | Rs. | 78515.1524
| Net | Qty: 183.00 (-) 31.00 |  |  |  | = | 152 | @ | 1285.63 | % Cft | Rs. | 1954.1576
3 | Pacca brick work in foundation & plinth in cement sand mortor ratio 1:6 (S.I.NO:# 4 (e) /P-20)
| Lav: l/w | 1x2x10.25x0.75x1.50 |  |  |  | = | 23
| Lav: s/w | 1x3x4.00x0.75x1.50 |  |  |  | = | 14
| Steps | 1x4x(4.0+23.0+2.0+1.0)x0.50 |  |  |  | = | 20
[7 empty] | 57 | @ | 11948.36 | % Cft | Rs. | 6810.5652
4 | R.C.C work i/c all labour and material except the cost of steel reinforcement for cement concrete i/c cutting bending which will be paid separately .This ratel also i/call kinds of moulds liftinbg shuttering curing rendering infinishing the exposed surface a) R.C.C work in roof slab beams coloumns raft lintels & other structural membors laid in situ in poistion complete ratio 1:2:4.(S.I.NO: 6/P-16)
| P.Beam | 1x2x10.25x0.75x1.00 |  |  |  | = | 15
| " s/w | 1x3x4.00x0.75x1.00 |  |  |  | = | 9
| Lintel | 1x10.25x0.75x0.75 |  |  |  | = | 6
| Slab | 1x12.25x7.50x0.42 |  |  |  | = | 39
| O.H.W.Tank | 1x5.50x5.50x0.50 |  |  |  | = | 15
| " Wall | 1x2x(5.50+4.00)x0.50x3.50 |  |  |  | = | 33
| Top Slab | 1x6.00x6.00x0.42 |  |  |  | = | 15
[7 empty] | 132 | @ | 337 | P.Cft | Rs. | 44484
5 | Fabrication of mild steel reinforcement for bending cutting binding & laying making joints & fastening i/c cost of binding wire & also i/c removal of rust from bars.(S.I.NO.7/P-19)
| Quantity RCC | 132.00 x 5.00
|  | 112 |  |  |  | = | 5.89 | @ | 5001.7 | P.Cwt | Rs. | 29460.013
6 | Pacca brick work in G,FLOOR in i/c stricking of joints in cement sand mortor ratio 1:6. (S.I.NO5(I) (e)/P-20)
|  | Qty same as Item No.2 |  |  |  |  | 152 | @ | 12674.36 | % Cft | Rs. | 19265.0272
10 | Two coat of bitumen laid hot using 34lbs for % Sft over roof and blinded with cement sand @ one Cft per % Sft (S.I No. 13/P- 34)
|  | Qty same as Item No.9 |  |  |  | = | 92 | @ | 1887.4 | % Sft | Rs. | 1736.408
14 | Laying floor of approved white glazed tiles 1/4" thick in white cement 1:2 over 3/4" thick cement mortar 1:2 complete (S.I No.24/P-42)
| Lav: | 1x2x4.00x4.00 |  |  |  | = | 32 | @ | 27678.86 | % Sft | Rs. | 8857.2352
| " " | 1x2x3.25x0.37x3.00 |  |  |  | = | 7
| Piller | 1x4x0.75x0.75x3.00 |  |  |  | = | 7
15 | White glazed tiles 1/4" thick dado jointed in white cement & laid over 1:2 cement sand motar 3/4" thick i/c finishing (S.I No. 37/P-44)
|  | 2x2x(4.00+4.00)x4.00 |  |  |  | = | 128 | @ | 28253.61 | % Sft | Rs. | 36164.6208
10 | Laying floor of approved white glazed tiles 1/4" thick in white cement 1:2 over 3/4" thick cement mortar 1:2 complete (S.I No.24/P-42)
| Lav: i/s | 1x3x4.00x5.50 |  |  |  | = | 66
| " | 1x2x4.00x4.75 |  |  |  | = | 38
| Door | 1x5x2.25x0.75x1.50 |  |  |  | = | 13
| Lav: open side | 1x9.24x6.00 |  |  |  | = | 56
| " " | 1x18.75x9.75 |  |  |  | = | 183
| Lav: f/s | 1x25.25x4.50 |  |  |  | = | 114
[7 empty] | 470 | @ | 27678.86 | %Cft | Rs. | 130090.642
[9 empty] | Total:- |  | Rs. | 130090.642
ASSISTANT ENGINEER
EDUCATION WORKS SUB-DIVISION
T.A.Zaidi |  |  |  |  | TALUKA QASIMABAD
DISTRICT OFFICER,
EDUCATI ON WORKS (W&S),
HYDERABAD.
DEPUTY DISTRICT OFFICER,
EDUCATION WORKS (W&S),
CITY HYDERABAD..
SUB-ENGINEER
EDUCATION WORKS (W&S),
HYDERABAD CITY.
DISTRICT OFFICER,
EDUCATI ON WORKS (W&S),
HYDERABAD.
DEPUTY DISTRICT OFFICER,
EDUCATION WORKS (W&S),
CITY HYDERABAD.
SUB-ENGINEER
EDUCATION WORKS (W&S).
CITY HYDERABAD..
DISTRICT OFFICER,
EDUCATI ON WORKS (W&S),
HYDERABAD.
DEPUTY DISTRICT OFFICER,
EDUCATION WORKS (W&S),
CITY HYDERABAD..
SUB-ENGINEER
EDUCATION WORKS (W&S),
HYDERABAD CITY.
DISTRICT OFFICER,
EDUCATI ON WORKS (W&S),
HYDERABAD.
DEPUTY DISTRICT OFFICER,
EDUCATION WORKS (W&S),
CITY HYDERABAD.
SUB-ENGINEER
EDUCATION WORKS (W&S).
CITY HYDERABAD..
DISTRICT OFFICER,
EDUCATI ON WORKS (W&S),
HYDERABAD.
DEPUTY DISTRICT OFFICER,
EDUCATION WORKS (W&S),
CITY HYDERABAD..
SUB-ENGINEER
EDUCATION WORKS (W&S),
HYDERABAD CITY.
DISTRICT OFFICER,
EDUCATI ON WORKS (W&S),
HYDERABAD.
DEPUTY DISTRICT OFFICER,
EDUCATION WORKS (W&S),
CITY HYDERABAD.
SUB-ENGINEER
EDUCATION WORKS (W&S).
CITY HYDERABAD..
DISTRICT OFFICER,
EDUCATI ON WORKS (W&S),
HYDERABAD.
DEPUTY DISTRICT OFFICER,
EDUCATION WORKS (W&S),
CITY HYDERABAD..
SUB-ENGINEER
EDUCATION WORKS (W&S),
HYDERABAD CITY.
SUB-ENGINEER
EDUCATION WORKS (W&S).
CITY HYDERABAD..
DISTRICT OFFICER,
EDUCATI ON WORKS (W&S),
HYDERABAD.
DEPUTY DISTRICT OFFICER,
EDUCATION WORKS (W&S),
CITY HYDERABAD..
SUB-ENGINEER
EDUCATION WORKS (W&S),
HYDERABAD CITY.
ASSISTANT ENGINEER
EDUCATION WORKS SUB-DIVISION
TALUKA QASIMABAD.
SUB-ENGINEER
EDUCATION WORKS SUB-DIVISION
TALUKA QASIMABAD.
T.A.Zaidi
DISTRICT OFFICER,
EDUCATI ON WORKS (W&S),
HYDERABAD.
DEPUTY DISTRICT OFFICER,
EDUCATION WORKS (W&S),
CITY HYDERABAD..
SUB-ENGINEER
EDUCATION WORKS (W&S),
HYDERABAD CITY.
DISTRICT OFFICER,
EDUCATI ON WORKS (W&S),
HYDERABAD.
DEPUTY DISTRICT OFFICER,
EDUCATION WORKS (W&S),
CITY HYDERABAD..
SUB-ENGINEER
EDUCATION WORKS (W&S),
HYDERABAD CITY.
DISTRICT OFFICER,
EDUCATI ON WORKS (W&S),
HYDERABAD.
DEPUTY DISTRICT OFFICER,
EDUCATION WORKS (W&S),
CITY HYDERABAD..
SUB-ENGINEER
EDUCATION WORKS (W&S),
HYDERABAD CITY.
DISTRICT OFFICER,
EDUCATI ON WORKS (W&S),
HYDERABAD.
DEPUTY DISTRICT OFFICER,
EDUCATION WORKS (W&S),
CITY HYDERABAD.
SUB-ENGINEER
EDUCATION WORKS (W&S).
CITY HYDERABAD..
DISTRICT OFFICER,
EDUCATI ON WORKS (W&S),
HYDERABAD.
DEPUTY DISTRICT OFFICER,
EDUCATION WORKS (W&S),
CITY HYDERABAD..
SUB-ENGINEER
EDUCATION WORKS (W&S),
HYDERABAD CITY.
SUB-ENGINEER
EDUCATION WORKS (W&S).
CITY HYDERABAD..
DISTRICT OFFICER,
EDUCATI ON WORKS (W&S),
HYDERABAD.
DEPUTY DISTRICT OFFICER,
EDUCATION WORKS (W&S),
CITY HYDERABAD..
SUB-ENGINEER
EDUCATION WORKS (W&S),
HYDERABAD CITY.
ASSISTANT ENGINEER
EDUCATION WORKS SUB-DIVISION
TALUKA QASIMABAD.
SUB-ENGINEER
EDUCATION WORKS SUB-DIVISION
TALUKA QASIMABAD.
DISTRICT OFFICER,
EDUCATI ON WORKS (W&S),
HYDERABAD.
DEPUTY DISTRICT OFFICER,
EDUCATION WORKS (W&S),
CITY HYDERABAD..
SUB-ENGINEER
EDUCATION WORKS (W&S),
HYDERABAD CITY.
DISTRICT OFFICER,
EDUCATI ON WORKS (W&S),
HYDERABAD.
DEPUTY DISTRICT OFFICER,
EDUCATION WORKS (W&S),
CITY HYDERABAD..
SUB-ENGINEER
EDUCATION WORKS (W&S),
HYDERABAD CITY.
T.A.Zaidi

## Part-B
*! (PART---'B') !*
NAME OF WORK: |  | ESTABLISHMENT OF EARLY CHILDHOOD EDUCATION (ECE) INTERVENTION HYDERABAD DIVISION ADP # 151 OF 2016-17-PROPGRAMME @ GOVERNMENT GIRLS PRIMARY SCHOOL QASIMABAD PHASE-II, TALUKA QASIMABAD SEMIS CODE # 403040057
S # | DESCRIPTION | QUANTITY |  | RATE |  | UNIT | AMOUNT
1 | P/F squatting type white glazed earthenware W.C pan with front flush inlet & complete with i/c the cost of flushing internal fitting & flush pipe with bend & making requisite no: ofcistern with holes inwall plinth & floor for pipe connection &making good in C.C.1:2:4 a)W.C pan 23" & low level earthenware flush tank 3-gallons (i) with 4" dia C.I Trape.(S/I/NO:2/P-1)
|  | 1 | Nos: | @ | 5728.8 | Each | Rs: | 5729
2 | P/F 24"x16" Lav: Basin in white glazed earthenware complete with& i/c the cost of W.I or C.I cantilever brackets 6 inches built into wall plinth white in 2-coats after a primary coat of led paint a pair of 1/2 " dia brass chain 1-1/4" dia malleable iron of C.P brass trape m,aelleable iron or brass union & making requiatei nos: of holes in wall & plinth &for pipe connection & making good in C.C 1:2:4.(standard Patterns) (S.I.NO:12/P-4)
|  | 1 | Nos: | @ | 4694.8 | Each | Rs: | 4695
3 | Add extra for labour for P/Fixing of earthenware PEDESTAL white or coloured glazed .(standard Patterns)(S.I.NO: 9/P-3)
|  | 1 | Nos: | @ | 983.47 | Each | Rs: | 983
4 | P/Fixing 6"x2"or 6"x3" C.I floor trape of the approved self clening Design with a C.I screwed down gratting with or without a vant arm complet with & bend making request No: of holes in wall plinth & floor for pipe connection & making good C.C 1:2:4(S.I NO"20/P-6)
|  | 3 | Nos: | @ | 2024.43 | Each | Rs: | 6073
5 | P/Fixing in position nyloon connection compete with 1/2" dia bars stop-cock with pair of bars nuts linning joints to nyloon connection (S.I No.23/P-6)
|  | 4 | Nos: | @ | 447.15 | Each | Rs: | 1789
6 | Proviuding G.I.Pipes specials & clamps etc i/c fixing cutting & fitting complete with & i/c the cost of breaking through wall & roof making good etc painting 2-coats after cleaning the pipe ^ with white zink paint with pigment to match the colour of the building & testing water to a pressure head of 200 ft: & handling.(S.I.NO:1/P-12)
| 1/2" dia | 59 | Rft | @ | 73.21 | P.Rft | Rs: | 3660
7 | Providing R.C.C Pipe with collars class "B" & Digging the trences to required depth & fixing in position i/c cutting fitting & jointing with maxphalt composition & cement mortor 1:1 & testing with watrer pressure to a head of 4 feet above the top of the heighest pipe & re-filling with excavated stuff.(S.I.NO:2/P-23)
| 6" dia | 30 | Rft | @ | 199.25 | P.Rft | Rs: | 5978
8 | P/Fixing HANDLE VALVES (CHINA). (S.I.NO:5/P-17)
| 1/2" dia | 1 | Nos: | @ | 200.42 | Each | Rs: | 200
9 | P/Fixing Steeel sinks stander local made complete (S.I.NO:19/P-6)
|  | 1 | No: | @ | 5052.3 | Each | Rs: | 5052
10 | S/Fixing Long Bib-Cock of supperior quality 1/2" dia.(S.I.NO13/P19)
|  | 2 | Nos: | @ | 1109.46 | Each | Rs: | 2219
11 | P/Fixing swan type piller-cock of superior quality with C.P head 1/2" dia.(S.I.NO16/P19)
|  | 1 | Nos: | @ | 795 | Each | Rs: | 795
12 | Providing Chambers (15"x19") (inside dimension)x24" deep for house meter with 6" thick C.C 1:3:6 block set on 1:6 cement mortor 6" thicvk C.C 1:4:8 in foundation 1/2" thick cement plaster 1:3 to all inside wall surfsace & top 1" thick C.C 1:2:4 flooring complete with hinges cast iron cover & frame 15"x9" (inside) clear opening (wt: 1 Qr) etc fixedin 1:2:4 i/curing excavated back filling & disposal of surplus earth etc complete .(S.I.NO: 4/P-20)
|  | 2 | Nos: | @ | 4905.67 | Each | Rs: | 9811
13 | S/F FIBER-GLASS-TANK of approved quaity & design & wall thickness as specified i/c the cost of nuts, bolts & fixing in plate form of cement concrete 1:3:6 & making connections for in-let & out-let & over-flow pipe etc etc complete.(S.I.NO:3/P-8)
|  | 1 | Nos: | @ | 21989.61 | Each | Rs: | 21990
[6 empty] | Total:- | Rs: | 68974
Non Schedule Item
1 | P/Fixing Water Pumping Set 1/ 2-H.P Mono-Block Single-Phase 220 Volts with 1"x1-1/4" suction & delivery 50 ft: head i/c making C.C.1:3:6 plateform of required size & fixing with nuts & bolts (local made) (R.A)
|  | 1 | Nos: | @ | 14417.7 | Each | Rs: | 14417.7
2 | P/Fixing UPVC Soil and vent Pipe 3" complete plain and solvent cement joint and carriage of material etc complete as per directed by Engineer Incharge (R.A)
| 3" DIA | 20 | Rft | @ | 129 | P.Rft | Rs: | 2580
3 | P/Fixing UPVC Plain Bend 3" dia joint with cement solvent i/c carriage of material etc complete as per directed by Engineer Incharge (R.A)
| 3" DIA | 2 | Nos: | @ | 432.3 | Each | Rs: | 865
4 | P/Fixing UPVC Tee 3" dia joint with cement solvent i/c carriage of material etc complete as per directed by Engineer Incharge (R.A)
|  | 2 | Nos: | @ | 507.1 | Each | Rs: | 1014
[6 empty] | Total:- | Rs: | 18876.7
[6 empty] | G.Total:- | Rs: | 87851
2 | Flush tank low level pastic 3-gallon (Golden brand or standered pattern)
|  | 2 | No: | @ | 1400 | P.Rft | Rs: | 2800
5 | Providing R.C.C Pipe with collars class "B" & Digging the trences to required depth & fixing in position i/c cutting fitting & jointing with maxphalt composition & cement mortor 1:1 & testing with watrer pressure to a head of 4 feet above the top of the heighest pipe & re-filling with excavated stuff.(S.I.NO:2/P-23)
a) | 6" dia | 100 | Rft | @ | 199.25 | P.Rft | Rs: | 19945
6 | P/Fixing HANDLE VALVES (CHINA). (S.I.NO:5/P-17)
| 1/2" dia | 2 | Nos: | @ | 200.42 | Each | Rs: | 401
7 | P/Laying PVC pressure pipes of class "C" (equivalent make) fixing in trench i/c cutting fitting and jointing with 'Z' joint with one rubber ring i/c testing with water to a head 91.5 meter or 300 ft..(S.I.NO:2/P-22)
| 4" DIA | 30 | Rft | @ | 174 | P.Rft | Rs: | 5220
9 | S/Fixing in position 1/2" dia C.P Stop-Cock (S.I.NO4/P13)
|  | 2 | Nos: | @ | 150.92 | Each | Rs: | 302
Non Schedule Item
1 | P/Fixing Water Pumping Set 1/ 2-H.P Mono-Block Single-Phase 220 Volts with 1"x1-1/4" suction & delivery 50 ft: head i/c making C.C.1:3:6 plateform of required size & fixing with nuts & bolts (local made) (R.A)
|  | 1 | Nos: | @ | 14417.7 | Each | Rs: | 14417.7
2 | P/Fixing UPVC Soil and vent Pipe 3" complete plain and solvent cement joint and carriage of material etc complete as per directed by Engineer Incharge (R.A)
| 3" DIA | 20 | Rft | @ | 129 | P.Rft | Rs: | 2580
3 | P/Fixing UPVC Plain Bend 3" dia joint with cement solvent i/c carriage of material etc complete as per directed by Engineer Incharge (R.A)
| 3" DIA | 2 | Nos: | @ | 432.3 | Each | Rs: | 865
4 | P/Fixing UPVC Tee 3" dia joint with cement solvent i/c carriage of material etc complete as per directed by Engineer Incharge (R.A)
|  | 2 | Nos: | @ | 507.1 | Each | Rs: | 1014
[6 empty] | G.Total:- | Rs: | 18876.7
1 | Flush tank low level plastic 3-gallon (Golden brand standered pattern)
|  | 3 | Nos: | @ | 1000 | Each | Rs: | 3000
2 | S/Fixing C.P Bib-Cock of supperior quality 1/2" dia.(S.I.NO13/P19)
|  | 3 | Nos: | @ | 145.42 | Each | Rs: | 436
3 | P/Fixing in position nyloon connection compete with 1/2" dia bars stop-cock with pair of bars nuts linning joints to nyloon connection (S.I No.23/P-6)
|  | 3 | Nos: | @ | 447.15 | Each | Rs: | 1341
[6 empty] | Total:- | Rs: | 4777
Non Schedule Item
1 | P/Fixing Water Pumping Set 1/ 2-H.P Mono-Block Single-Phase 220 Volts with 1"x1-1/4" suction & delivery 50 ft: head i/c making C.C.1:3:6 plateform of required size & fixing with nuts & bolts (local made) (R.A)
|  | 1 | Nos: | @ | 14417.7 | Each | Rs: | 14417.7
[6 empty] | G.Total:- | Rs: | 14418
7 | Concealed C.P fittings of Superior quality fortiles Bath Rooms (a) S/Fixing cancealed stop cock of superior quality with C.P head 1/2" dia.(S.I.NO11-a/P18)
|  | 8 | Nos: | @ | 478.25 | Each | Rs: | 3826
2 | P/F 24"x16" Lav: Basin in white glazed earthenware complete with& i/c the cost of W.I or C.I cantilever brackets 6 inches built into wall plinth white in 2-coats after a primary coat of led paint a pair of 1/2 " dia brass chain 1-1/4" dia malleable iron of C.P brass trape m,aelleable iron or brass union & making requiatei nos: of holes in wall & plinth &for pipe connection & making good in C.C 1:2:4.(standard Patterns) (S.I.NO:12/P-4)
|  | 1 | Nos: | @ | 4694.8 | Each | Rs: | 4695
3 | Add extra for labour for P/Fixing of earthenware PEDESTAL white or coloured glazed .(standard Patterns)(S.I.NO: 9/P-3)
|  | 1 | Nos: | @ | 938.47 | Each | Rs: | 938
10 | P/Laying PVC pressure pipes of class "C" (equivalent make) fixing in trench i/c cutting fitting and jointing with 'Z' joint with one rubber ring i/c testing with water to a head 91.5 meter or 300 ft..(S.I.NO:2/P-22)
| 6" DIA | 80 | Rft | @ | 370 | P.Rft | Rs: | 29600
[6 empty] | Total:- | Rs: | 77448.7
2 | P/Fixing UPVC Soil and vent Pipe (R.A)
| 3" DIA | 80 | Rft | @ | 105.93 | P.Rft | Rs: | 8474
4 | P/Fixing UPVC Plaw Bend (R.A)
|  | 6 | Nos: | @ | 388.74 | Each | Rs: | 2332
0 | P/Fixing UPVC Tee (R.A)
|  | 5 | Nos: | @ | 479.82 | Each | Rs: | 2399
[6 empty] | Total:- | Rs: | 158548.4
[6 empty] | G.Total:- | Rs: | 144571
4 | P/Fixing 6"x2"or 6"x3" C.I floor trape of the approved self clening Design with a C.I screwed down gratting with or without a vant arm complet with & bend making request No: of holes in wall plinth & floor for pipe connection & making good C.C 1:2:4(S.I NO"20/P-6)
|  |  | Nos: | @ | 2024.43 | Each | Rs:
7 | P/Fixing 4" dia Bend of the Required degree with access doors rubber washers 1/8" thick & built & nuts & extra painting to mattch the Clour of the building )S.I NO. 9/P-10)
|  |  | Nos: | @ | 599.6 | Each | Rs:
[6 empty] | Total:- | Rs:
DISTRICT OFFICER,
EDUCATI ON WORKS (W&S),
HYDERABAD.
DEPUTY DISTRICT OFFICER,
EDUCATION WORKS (W&S),
CITY HYDERABAD..
SUB-ENGINEER
EDUCATION WORKS (W&S),
HYDERABAD CITY.
T.A.Zaidi
DISTRICT OFFICER,
EDUCATI ON WORKS (W&S),
HYDERABAD.
DEPUTY DISTRICT OFFICER,
EDUCATION WORKS (W&S),
CITY HYDERABAD..
SUB-ENGINEER
EDUCATION WORKS (W&S),
HYDERABAD CITY.
DISTRICT OFFICER,
EDUCATI ON WORKS (W&S),
HYDERABAD.
DEPUTY DISTRICT OFFICER,
EDUCATION WORKS (W&S),
CITY HYDERABAD..
SUB-ENGINEER
EDUCATION WORKS (W&S),
HYDERABAD CITY.
DISTRICT OFFICER,
EDUCATI ON WORKS (W&S),
HYDERABAD.
DEPUTY DISTRICT OFFICER,
EDUCATION WORKS (W&S),
CITY HYDERABAD.
SUB-ENGINEER
EDUCATION WORKS (W&S).
CITY HYDERABAD..
DISTRICT OFFICER,
EDUCATI ON WORKS (W&S),
HYDERABAD.
DEPUTY DISTRICT OFFICER,
EDUCATION WORKS (W&S),
CITY HYDERABAD..
SUB-ENGINEER
EDUCATION WORKS (W&S),
HYDERABAD CITY.
SUB-ENGINEER
EDUCATION WORKS (W&S).
CITY HYDERABAD..
DISTRICT OFFICER,
EDUCATI ON WORKS (W&S),
HYDERABAD.
DEPUTY DISTRICT OFFICER,
EDUCATION WORKS (W&S),
CITY HYDERABAD..
SUB-ENGINEER
EDUCATION WORKS (W&S),
HYDERABAD CITY.
ASSISTANT ENGINEER
EDUCATION WORKS SUB-DIV:
TALUKA QASIMABAD.
SUB-ENGINEER
EDUCATION WORKS SUB-DIV:
TALUKA QASIMABAD.
DISTRICT OFFICER,
EDUCATI ON WORKS (W&S),
HYDERABAD.
DEPUTY DISTRICT OFFICER,
EDUCATION WORKS (W&S),
CITY HYDERABAD..
SUB-ENGINEER
EDUCATION WORKS (W&S),
HYDERABAD CITY.
DISTRICT OFFICER,
EDUCATI ON WORKS (W&S),
HYDERABAD.
DEPUTY DISTRICT OFFICER,
EDUCATION WORKS (W&S),
CITY HYDERABAD..
SUB-ENGINEER
EDUCATION WORKS (W&S),
HYDERABAD CITY.
SUB-ENGINEER
EDUCATION WORKS (W&S),
HYDERABAD CITY.
T.A.Zaidi
SUB-ENGINEER
EDUCATION WORKS (W&S),
HYDERABAD CITY.
SUB-ENGINEER
EDUCATION WORKS (W&S),
HYDERABAD CITY.
DEPUTY DISTRICT OFFICER,
EDUCATION WORKS (W&S),
CITY HYDERABAD.
SUB-ENGINEER
EDUCATION WORKS (W&S).
CITY HYDERABAD..
SUB-ENGINEER
EDUCATION WORKS (W&S),
HYDERABAD CITY.
SUB-ENGINEER
EDUCATION WORKS (W&S).
CITY HYDERABAD..
SUB-ENGINEER
EDUCATION WORKS (W&S),
HYDERABAD CITY.
ASSISTANT ENGINEER
EDUCATION WORKS SUB-DIVISION
TALUKA QASIMABAD.
SUB-ENGINEER
EDUCATION WORKS SUB-DIVISION
TALUKA QASIMABAD.
SUB-ENGINEER
EDUCATION WORKS (W&S),
HYDERABAD CITY.
SUB-ENGINEER
EDUCATION WORKS (W&S),
HYDERABAD CITY.
SUB-ENGINEER
EDUCATION WORKS (W&S),
HYDERABAD CITY.
T.A.Zaidi
SUB-ENGINEER
EDUCATION WORKS (W&S),
HYDERABAD CITY.
SUB-ENGINEER
EDUCATION WORKS (W&S),
HYDERABAD CITY.
DEPUTY DISTRICT OFFICER,
EDUCATION WORKS (W&S),
CITY HYDERABAD.
SUB-ENGINEER
EDUCATION WORKS (W&S).
CITY HYDERABAD..
SUB-ENGINEER
EDUCATION WORKS (W&S),
HYDERABAD CITY.
SUB-ENGINEER
EDUCATION WORKS (W&S).
CITY HYDERABAD..
SUB-ENGINEER
EDUCATION WORKS (W&S),
HYDERABAD CITY.
ASSISTANT ENGINEER
EDUCATION WORKS SUB-DIVISION
TALUKA QASIMABAD.
SUB-ENGINEER
EDUCATION WORKS SUB-DIVISION
TALUKA QASIMABAD.
SUB-ENGINEER
EDUCATION WORKS (W&S),
HYDERABAD CITY.
SUB-ENGINEER
EDUCATION WORKS (W&S),
HYDERABAD CITY.
SUB-ENGINEER
EDUCATION WORKS (W&S),
HYDERABAD CITY.
T.A.Zaidi
SUB-ENGINEER
EDUCATION WORKS (W&S),
HYDERABAD CITY.
SUB-ENGINEER
EDUCATION WORKS (W&S),
HYDERABAD CITY.
DEPUTY DISTRICT OFFICER,
EDUCATION WORKS (W&S),
CITY HYDERABAD.
SUB-ENGINEER
EDUCATION WORKS (W&S).
CITY HYDERABAD..
SUB-ENGINEER
EDUCATION WORKS (W&S),
HYDERABAD CITY.
SUB-ENGINEER
EDUCATION WORKS (W&S).
CITY HYDERABAD..
SUB-ENGINEER
EDUCATION WORKS (W&S),
HYDERABAD CITY.
ASSISTANT ENGINEER
EDUCATION WORKS SUB-DIVISION
TALUKA QASIMABAD.
SUB-ENGINEER
EDUCATION WORKS SUB-DIVISION
TALUKA QASIMABAD.
SUB-ENGINEER
EDUCATION WORKS (W&S),
HYDERABAD CITY.
SUB-ENGINEER
EDUCATION WORKS (W&S),
HYDERABAD CITY.

## Carriage
MATERIAL CUM CARTAGE STATEMENT.
| NAME OF WORK: | ESTABLISHMENT OF EARLY CHILDHOOD EDUCATION (ECE) INTERVENTION HYDERABAD DIVISION ADP # 151 OF 2016-17-PROPGRAMME @ GOVERNMENT GIRLS PRIMARY SCHOOL QASIMABAD PHASE-II, TALUKA QASIMABAD SEMIS CODE # 403040057
S# | NAME OF ITEMS | QNTY | CEMENT |  | HILL SAND |  | STONE BALLAST |  | BAJRI/SHINGLE |  | BRICKS |  | STEEL5-Tons | PIT SAND / EARTH % CFT
|  |  | P.BAG |  | %CFT |  | %CFT |  | %CFT |  | %0 Nos:
1 | CEMENT CONCRETE 1:4:8 |  | 9.5% |  | 48% |  | 96% |  | --- | --- | --- | --- | --- | ---
2 | R.C.C 1:2:4 | 573 | 17.6% | 101 | 44% | 58 | --- | --- | 88% | 116 | --- | --- | --- | ---
3 | FABRICATION | 30.72 | --- |  | --- |  | --- | --- | --- | --- | --- | --- | 30.72(T) | ---
4 | PACCA BRICK MASONRY 1:6 | 772 | 3% | 23 | 27% | 208 | --- | --- | --- | --- | 1350 | 10422 | --- | ---
5 | CEMENT CONCRETE 1:3:6 | 140 | 12% | 17 | 46% | 64 | --- |  | 93% | 130 | --- | --- | --- | ---
6 | CEMENT PLASTER (1:6) ½” THICK | 3364 | 0.48% | 16 | 3.7% | 124 | --- | --- | --- | --- | --- | --- | --- | ---
7 | CEMENT PLASTER (1:4) 3/8” THICK | 2918 | 0.5% | 15 | 2.49% | 73 | --- | --- | --- | --- | --- | --- | --- | ---
8 | CEMENT PLASTER (1:3) 3/4” THICK |  | 1.25% |  | 4.68% |  | --- | --- | --- | --- | --- | --- | --- | ---
9 | C.C TOPPING (1:2:4) 2” THICK | 870 | 3% | 26 | 7.4% | 64 | --- | --- | 14.7% | 128 | --- | --- | --- | ---
10 | C.C TOPPING (1:2:4) 3” THICK |  | 4.5% |  | 12% |  | --- | --- | 24% |  | --- | --- | --- | ---
11 | DLAZED TILE / MARBLE DADO 1:2 | 386 | 0.88% | 3 | 3% | 12 | --- | --- | --- | --- | --- | --- | --- | ---
12 | GLAZED/MARBLE/ TILES 1:2(3/4)" | 430 | 1.92% | 8 | 5% | 22 | --- | --- | --- | --- | --- | --- | --- | ---
13 | DEBRIES / PIT SAND SWEET |  | --- | --- | --- | --- | --- | --- | --- | --- | --- | --- | ---
TOTAL QUANTITY |  |  |  | 209 |  | 625 |  | 0 |  | 374 |  | 10422 | 30.72
FOR HYDERABAD CITY |  | FROM | HYD |  | BHOLARI |  | ONGER |  | T.B.KHAN |  | T.FAZAL |  | HYD | JAMSHORO
LEAD IN MILES |  | PACCA | 6 |  | 15 |  | 23 |  | 29 |  | 16 |  | 6 | 3
|  | KATCHA | 0 |  | 0 |  | 0 |  | 0 |  | 0 |  | 0 | 0
RATE AS PER SCHEDULE OF CARRIAGE(PART-IV, FIFTH EDITION-2004,),PUBLICATION NO:37
(A) PACCA. IST: MILE |  | RS: | 6.1 |  | 407 |  | 407 |  | 407 |  | 325.6 |  | 407 | 407
2ND: MILE |  | RS: | 1.43 |  | 95.52 |  | 95.52 |  | 95.52 |  | 76.4 |  | 95.52 | 95.52
3RD: MILE |  | RS: | -- |  | 76.89 |  | 76.89 |  | 76.89 |  | 61.51 |  | 76.89 | 76.89
4TH: MILE |  | RS: | -- |  | 70.45 |  | 70.45 |  | 70.45 |  | 56.36 |  | 70.45
5TH: MILE |  | RS: | -- |  | 64.43 |  | 64.43 |  | 64.43 |  | 51.54 |  | 64.43
6TH: MILE |  | RS; | -- |  | 57.67 |  | 57.67 |  | 57.67 |  | 46.13 |  | 57.67
(A) TOTAL |  | RS: | 7.53 |  | 771.96 |  | 771.96 |  | 771.96 |  | 617.54 |  | 771.96 | 579.41
(B) 7TH: & SUBSEQUENT MILES |  |  | 4 X 0.60 = 2.40 |  | 9 X 32.56 = 293.04 |  | 17 X 32.56=553.52 |  | 23 X 32.56 =748.88 |  | 10 X 26.05 =260.50 |  | 0 X 32.56 | 0 X32.56
TOTAL OF RATES (A+B) |  |  | 9.93 |  | 1065 |  | 1325.48 |  | 1520.84 |  | 878.04 |  | 771.96 | 579.41
TOTAL AMOUNR IN RS: |  |  | 2075 |  | 6656 |  |  |  | 5688 |  | 9151 |  | 1185
| SUB-ENGINEER |  |  | ASSISTANT ENGINEER
EDUCATION WORKS SUB-DIVISION
|  |  |  | TALUKA QASIMABAD | [5 empty] | TOTAL RS: |  | 24755
T.A.Zaidi

## Map
GOVERNMENT GIRLS PRIMARY SCHOOL QASIMABAD PHASE-II, TALUKA QASIMABAD SEMIS CODE # 403040057
20'.00 x 18'.00 | 20'.00 x 18'.00 | Proposed Class Room 26'.50" x 18'.00
7'.00
20'.00 x 18'.00 | 20'.00 x 18'.00 | 3'.3" | Lav: 5.6 x 6.00 | 15'.75" x 18'.00 | 10
Store 5.6 x 6.00
Kitchen 5.6 x 6.00
7'.00
DISTRICT OFFICER,
EDUCATI ON WORKS (W&S),
HYDERABAD.
DEPUTY DISTRICT OFFICER,
EDUCATION WORKS (W&S),
CITY HYDERABAD..
SUB-ENGINEER
EDUCATION WORKS (W&S),
HYDERABAD CITY.
DISTRICT OFFICER,
EDUCATI ON WORKS (W&S),
HYDERABAD.
DEPUTY DISTRICT OFFICER,
EDUCATION WORKS (W&S),
CITY HYDERABAD.
SUB-ENGINEER
EDUCATION WORKS (W&S).
CITY HYDERABAD..
DISTRICT OFFICER,
EDUCATI ON WORKS (W&S),
HYDERABAD.
DEPUTY DISTRICT OFFICER,
EDUCATION WORKS (W&S),
CITY HYDERABAD..
SUB-ENGINEER
EDUCATION WORKS (W&S),
HYDERABAD CITY.
SUB-ENGINEER
EDUCATION WORKS (W&S).
CITY HYDERABAD..
DISTRICT OFFICER,
EDUCATI ON WORKS (W&S),
HYDERABAD.
DEPUTY DISTRICT OFFICER,
EDUCATION WORKS (W&S),
CITY HYDERABAD..
SUB-ENGINEER
EDUCATION WORKS (W&S),
HYDERABAD CITY.
ASSISTANT ENGINEER
EDUCATION WORKS SUB-DIVISION
TALUKA QASIMABAD.
SUB-ENGINEER
EDUCATION WORKS SUB-DIVISION
TALUKA QASIMABAD.
DISTRICT OFFICER,
EDUCATI ON WORKS (W&S),
HYDERABAD.
DEPUTY DISTRICT OFFICER,
EDUCATION WORKS (W&S),
CITY HYDERABAD..
SUB-ENGINEER
EDUCATION WORKS (W&S),
HYDERABAD CITY.
DISTRICT OFFICER,
EDUCATI ON WORKS (W&S),
HYDERABAD.
DEPUTY DISTRICT OFFICER,
EDUCATION WORKS (W&S),
CITY HYDERABAD..
SUB-ENGINEER
EDUCATION WORKS (W&S),
HYDERABAD CITY.
T.A.Zaidi

## SCHEDULE-B
*! SCHEDULE-B !*
NAME OF WORK: |  | ESTABLISHMENT OF EARLY CHILDHOOD EDUCATION (ECE) INTERVENTION HYDERABAD DIVISION ADP # 151 OF 2016-17-PROPGRAMME @ GOVERNMENT GIRLS PRIMARY SCHOOL QASIMABAD PHASE-II, TALUKA QASIMABAD SEMIS CODE # 403040057
S # | DESCRIPTION |  | QUANTITY |  | RATE |  | UNIT | AMOUNT
1 | Pacca brick work in G,FLOOR in i/c stricking of joints in cement sand mortor ratio 1:6. (S.I.NO5(I) (e)/P-20)
A) | Ground Floor |  |  | 191 | @ | 12674.36 | % Cft | Rs. | 24208.0276
B) | First Floor |  |  | 581 | @ | 13112.99 | % Cft | Rs. | 76186.4719
2 | R.C.C work i/c all labour and material except the cost of steel reinforcement for cement concrete i/c cutting bending which will be paid separately .This ratel also i/call kinds of moulds liftinbg shuttering curing rendering infinishing the exposed surface a) R.C.C work in roof slab beams coloumns raft lintels & other structural membors laid in situ in poistion complete ratio 1:2:4.(S.I.NO: 6/P-16)
A) | Ground Floor |  |  | 18.12 | @ | 337 | P. Cft | Rs. | 6106.44
B) | First Floor |  |  | 555.33 | @ | 349.1 | P.Cft | Rs. | 193865.703
3 | Fabrication of mild steel reinforcement for bending cutting binding & laying making joints & fastening i/c cost of binding wire & also i/c removal of rust from bars.(S.I.NO.7/P-19)
|  |  |  | 30.72 | @ | 5001.7 | P.Cwt | Rs. | 153652.224
4 | Cement plaster 1: 6 upto 20" hiehgt 1/2" thick (S.I No.13 /P-51)
A) | Ground Floor |  |  | 1171 | @ | 2206.6 | % Sft | Rs. | 25839.286
B) | First Floor |  |  | 2193 | @ | 2346.6 | % Cft | Rs. | 51460.938
5 | Cement plaster 1: 4 upto 20" hiehgt 1/2" thick (S.I No.13 /P-51)
A) | Ground Floor |  |  | 725 | @ | 2197.52 | % Sft | Rs. | 15932.02
B) | First Floor |  |  | 2193 | @ | 2337.5 | % Sft | Rs. | 51261.375
6 | Cement concrete plain 1:3:6 i/c placing compecting finishing and curing complete (i/c screening and washing of stone aggregate without shuttering(S.I No. 5 (h)/P-15)
|  |  |  | 140 | @ | 12595 | % Cft | Rs. | 17633
7 | P/F G.I Frames / chowkats of size 7" x2" or 4-1/2"x3" for Door& windows using 20-guage G.I sheets I./C walded hings and fixing at site with neccesary hold fasts, filling with cement sand sulury of ratio 1:6 and reparing the james. The cost of also I/C all carage tools and plants used in making and fixing. (S.I.NO:28/P-92).
A | Door Chowkhats |  |  | 70 | @ | 228.9 | P.Rft | Rs. | 16023
B | Window Chowkhats |  |  | 77 | @ | 240.5 | P.Rft | Rs. | 18518.5
8 | First class deodar wood wrought joinery in doors & winbdows etc fixed in posoition i/c chowkhat holds fasts hinghs iron tower bolts cleats handlkes cords with hooks etc.Deodar wood panelled or panlelled glaszed or fully glazed 1-3/4" thick.(S.I.NO 07 P/-57)
| Only Shutter |  |  | 116 | @ | 902.93 | P.Sft | Rs. | 104739.88
9 | First class deodar wood wrought joinery work in wire-guaze etc 22.S.W.G. Galvanized wire guaze 144 mesh per sq: inch iron fitting etc completeb) Galvanized wire guaze fixed to chowkhats with 3/4" deodar wooden strips &screws.(S.I.NO:14(D)/P-57).
|  |  |  | 90 | @ | 190.72 | P.Sft | Rs. | 17164.8
10 | Fixing expanded metal with 1" deodar wooden strips &screws.(S.I.NO:22(a) /P-61)
|  |  |  | 90 | @ | 296.05 | P.Sft | Rs. | 26644.5
11 | S/F in position iron steel grill 3/4" 1/4" size flate iron approved design i/c painting 3-coats (wt: not to be less than 3-7 lbs: sq: ft: of finshing grill)(S.I.NO: 26/92)
|  |  |  | 142 | @ | 180.5 | P.Sft | Rs. | 25631
12 | P/F 3/8" thick Marble of approved quality & colour & shade size (8"x4/6"x4") in dado skirting & facing removal tucking of existing plaster surface etc iover 1/2" thiuck base of white cement mortor 1:3 setting of tiles insulury of white cement curing finshing & polishing.(S.I.NO68(i)/P-48)
|  |  |  | 72 | @ | 186.04 | P.Sft | Rs. | 13394.88
13 | Laying floor of approved white glazed tiles 1/4" thick in white cement 1:2 over 3/4" thick cement mortar 1:2 complete (S.I No.24/P-42)
|  |  |  | 165 | @ | 27678.86 | %.Sft | Rs. | 45670.119
14 | White glazed tiles 1/4" thick dado jointed in white cement & laid over 1:2 cement sand motar 3/4" thick i/c finishing (S.I No. 37/P-44)
|  |  |  | 386 | @ | 28253.61 | %.Sft | Rs. | 109058.9346
15 | P/laying" HALA" or patren tiles glazed (8"x8"x 1/4") on floor or wall facing in required patren of STILE specification jointed in white cement & pigment over a base of 1:2 grey cement mortor 3/4" thick I/C washing & filling of joints with sulury of white cements and pigment in desire shape with finishing clieaning and cost of wax polish etc complete i/c cutting tiles to proper profile (S.I No.62/P-47)
|  |  |  | 193 | @ | 34520.31 | %.Sft | Rs. | 66624.1983
16 | P/Fixing deodar Almirah (9 - 12) depth boxing with shade fixing complete (S.I No.23/P-60)
|  |  |  | 32 | @ | 28253.61 | %.Sft | Rs. | 9041.1552
17 | Notice board made with cement. (S.I. No: 01/P-94)
|  |  |  | 40 | @ | 58.11 | P.Rft | Rs. | 2324.4
18 | P/L 2" Thick TOPPING cement concrete (1:2:4) i/c surface finshuing &divising into pannels (S.I.NO:16 /P-41 )
|  |  |  | 870 | @ | 3502.38 | % Sft | Rs. | 30470.706
19 | Two coat of bitumen laid hot using 34lbs for % Sft over roof and blinded with cement sand @ one Cft per % Sft (S.I No. 13/P- 34)
|  |  |  | 870 | @ | 1887.4 | % Sft | Rs. | 16420.38
20 | Primary coat of chalk under distember (S.I No. 23 /P-55)
|  |  |  | 4984 | @ | 442.75 | %.Sft | Rs. | 22066.66
21 | Distembering 3-coat (S.I No. 24 /P-59)
|  |  |  | 4507 | @ | 1079.65 | % Sft | Rs. | 48659.8255
22 | Painting NEW surface painting of Door & Window any type i/c edge (3-coats) (S.I.NO: 5/P-68)
|  |  |  | 275 | @ | 2116.41 | %Sft | Rs. | 5820.1275
1 | Providing & Laying floor of verona marble tiles of 12"x12"x3/4" fine dressed on the surface without winding set in white cement laid over 3/4" thick paid of 1:2 grey cement mortaar setting the tiles with grey cement slurry, jointing and washing the tile with slurry of white cement and pigment to match the colour of tiles i/c curring grainding, rubbing and polishing complete i/c cutting tile to proper profile. (R.A)
|  |  |  | 663 | @ | 310.43 | P.Sft | Rs: | 205815.09
[6 empty] | Total:- |  | Rs. | 1400233.6416
DISTRICT OFFICER,
EDUCATI ON WORKS (W&S),
HYDERABAD.
DEPUTY DISTRICT OFFICER,
EDUCATION WORKS (W&S),
CITY HYDERABAD..
SUB-ENGINEER
EDUCATION WORKS (W&S),
HYDERABAD CITY.
DISTRICT OFFICER,
EDUCATI ON WORKS (W&S),
HYDERABAD.
DEPUTY DISTRICT OFFICER,
EDUCATION WORKS (W&S),
CITY HYDERABAD.
SUB-ENGINEER
EDUCATION WORKS (W&S).
CITY HYDERABAD..
DISTRICT OFFICER,
EDUCATI ON WORKS (W&S),
HYDERABAD.
DEPUTY DISTRICT OFFICER,
EDUCATION WORKS (W&S),
CITY HYDERABAD..
SUB-ENGINEER
EDUCATION WORKS (W&S),
HYDERABAD CITY.
DISTRICT OFFICER,
EDUCATI ON WORKS (W&S),
HYDERABAD.
DEPUTY DISTRICT OFFICER,
EDUCATION WORKS (W&S),
CITY HYDERABAD.
SUB-ENGINEER
EDUCATION WORKS (W&S).
CITY HYDERABAD..
DISTRICT OFFICER,
EDUCATI ON WORKS (W&S),
HYDERABAD.
DEPUTY DISTRICT OFFICER,
EDUCATION WORKS (W&S),
CITY HYDERABAD..
SUB-ENGINEER
EDUCATION WORKS (W&S),
HYDERABAD CITY.
DISTRICT OFFICER,
EDUCATI ON WORKS (W&S),
HYDERABAD.
DEPUTY DISTRICT OFFICER,
EDUCATION WORKS (W&S),
CITY HYDERABAD.
SUB-ENGINEER
EDUCATION WORKS (W&S).
CITY HYDERABAD..
DISTRICT OFFICER,
EDUCATI ON WORKS (W&S),
HYDERABAD.
DEPUTY DISTRICT OFFICER,
EDUCATION WORKS (W&S),
CITY HYDERABAD..
SUB-ENGINEER
EDUCATION WORKS (W&S),
HYDERABAD CITY.
SUB-ENGINEER
EDUCATION WORKS (W&S).
CITY HYDERABAD..
T.A.Zaidi.
DISTRICT OFFICER,
EDUCATI ON WORKS (W&S),
HYDERABAD.
DEPUTY DISTRICT OFFICER,
EDUCATION WORKS (W&S),
CITY HYDERABAD..
SUB-ENGINEER
EDUCATION WORKS (W&S),
HYDERABAD CITY.

## PART-B SCHEDULE
*! (PART-'B') !*!SCHEDULE-B!
NAME OF WORK: |  | ESTABLISHMENT OF EARLY CHILDHOOD EDUCATION (ECE) INTERVENTION HYDERABAD DIVISION ADP # 151 OF 2016-17-PROPGRAMME @ GOVERNMENT GIRLS PRIMARY SCHOOL QASIMABAD PHASE-II, TALUKA QASIMABAD SEMIS CODE # 403040057
S # | DESCRIPTION | QUANTITY |  | RATE |  | UNIT | AMOUNT
1 | P/F squatting type white glazed earthenware W.C pan with front flush inlet & complete with i/c the cost of flushing internal fitting & flush pipe with bend & making requisite no: ofcistern with holes inwall plinth & floor for pipe connection &making good in C.C.1:2:4 a)W.C pan 23" & low level earthenware flush tank 3-gallons (i) with 4" dia C.I Trape.(S/I/NO:2/P-1)
|  | 1 | Nos: | @ | 5728.8 | Each | Rs: | 5729
2 | P/F 24"x16" Lav: Basin in white glazed earthenware complete with& i/c the cost of W.I or C.I cantilever brackets 6 inches built into wall plinth white in 2-coats after a primary coat of led paint a pair of 1/2 " dia brass chain 1-1/4" dia malleable iron of C.P brass trape m,aelleable iron or brass union & making requiatei nos: of holes in wall & plinth &for pipe connection & making good in C.C 1:2:4.(standard Patterns) (S.I.NO:12/P-4)
|  | 1 | Nos: | @ | 4694.8 | Each | Rs: | 4695
3 | Add extra for labour for P/Fixing of earthenware PEDESTAL white or coloured glazed .(standard Patterns)(S.I.NO: 9/P-3)
|  | 1 | Nos: | @ | 983.47 | Each | Rs: | 983
4 | P/Fixing 6"x2"or 6"x3" C.I floor trape of the approved self clening Design with a C.I screwed down gratting with or without a vant arm complet with & bend making request No: of holes in wall plinth & floor for pipe connection & making good C.C 1:2:4(S.I NO"20/P-6)
|  | 3 | Nos: | @ | 2024.43 | Each | Rs: | 6073
5 | P/Fixing in position nyloon connection compete with 1/2" dia bars stop-cock with pair of bars nuts linning joints to nyloon connection (S.I No.23/P-6)
|  | 4 | Nos: | @ | 447.15 | Each | Rs: | 1789
6 | Proviuding G.I.Pipes specials & clamps etc i/c fixing cutting & fitting complete with & i/c the cost of breaking through wall & roof making good etc painting 2-coats after cleaning the pipe ^ with white zink paint with pigment to match the colour of the building & testing water to a pressure head of 200 ft: & handling.(S.I.NO:1/P-12)
| 1/2" dia | 59 | Rft | @ | 73.21 | P.Rft | Rs: | 3660
7 | Providing R.C.C Pipe with collars class "B" & Digging the trences to required depth & fixing in position i/c cutting fitting & jointing with maxphalt composition & cement mortor 1:1 & testing with watrer pressure to a head of 4 feet above the top of the heighest pipe & re-filling with excavated stuff.(S.I.NO:2/P-23)
| 6" dia | 30 | Rft | @ | 199.25 | P.Rft | Rs: | 5978
8 | P/Fixing HANDLE VALVES (CHINA). (S.I.NO:5/P-17)
| 1/2" dia | 1 | Nos: | @ | 200.42 | Each | Rs: | 200
9 | P/Fixing Steeel sinks stander local made complete (S.I.NO:19/P-6)
|  | 1 | No: | @ | 5052.3 | Each | Rs: | 5052
10 | S/Fixing Long Bib-Cock of supperior quality 1/2" dia.(S.I.NO13/P19)
|  | 2 | Nos: | @ | 1109.46 | Each | Rs: | 2219
11 | P/Fixing swan type piller-cock of superior quality with C.P head 1/2" dia.(S.I.NO16/P19)
|  | 1 | Nos: | @ | 795 | Each | Rs: | 795
12 | Providing Chambers (15"x19") (inside dimension)x24" deep for house meter with 6" thick C.C 1:3:6 block set on 1:6 cement mortor 6" thicvk C.C 1:4:8 in foundation 1/2" thick cement plaster 1:3 to all inside wall surfsace & top 1" thick C.C 1:2:4 flooring complete with hinges cast iron cover & frame 15"x9" (inside) clear opening (wt: 1 Qr) etc fixedin 1:2:4 i/curing excavated back filling & disposal of surplus earth etc complete .(S.I.NO: 4/P-20)
|  | 2 | Nos: | @ | 4905.67 | Each | Rs: | 9811
13 | S/F FIBER-GLASS-TANK of approved quaity & design & wall thickness as specified i/c the cost of nuts, bolts & fixing in plate form of cement concrete 1:3:6 & making connections for in-let & out-let & over-flow pipe etc etc complete.(S.I.NO:3/P-8)
|  | 1 | Nos: | @ | 21989.61 | Each | Rs: | 21990
[6 empty] | Total:- | Rs: | 68974
Non Schedule Item
1 | P/Fixing Water Pumping Set 1/ 2-H.P Mono-Block Single-Phase 220 Volts with 1"x1-1/4" suction & delivery 50 ft: head i/c making C.C.1:3:6 plateform of required size & fixing with nuts & bolts (local made) (R.A)
|  | 1 | Nos: | @ | 14417.7 | Each | Rs: | 14417.7
2 | P/Fixing UPVC Soil and vent Pipe 3" complete plain and solvent cement joint and carriage of material etc complete as per directed by Engineer Incharge (R.A)
| 3" DIA | 20 | Rft | @ | 129 | P.Rft | Rs: | 2580
3 | P/Fixing UPVC Plain Bend 3" dia joint with cement solvent i/c carriage of material etc complete as per directed by Engineer Incharge (R.A)
| 3" DIA | 2 | Nos: | @ | 432.3 | Each | Rs: | 865
4 | P/Fixing UPVC Tee 3" dia joint with cement solvent i/c carriage of material etc complete as per directed by Engineer Incharge (R.A)
|  | 2 | Nos: | @ | 507.1 | Each | Rs: | 1014
[6 empty] | Total:- | Rs: | 18876.7
[6 empty] | G.Total:- | Rs: | 87851
2 | Flush tank low level pastic 3-gallon (Golden brand or standered pattern)
|  | 2 | No: | @ | 1400 | P.Rft | Rs: | 2800
5 | Providing R.C.C Pipe with collars class "B" & Digging the trences to required depth & fixing in position i/c cutting fitting & jointing with maxphalt composition & cement mortor 1:1 & testing with watrer pressure to a head of 4 feet above the top of the heighest pipe & re-filling with excavated stuff.(S.I.NO:2/P-23)
a) | 6" dia | 100 | Rft | @ | 199.25 | P.Rft | Rs: | 19945
6 | P/Fixing HANDLE VALVES (CHINA). (S.I.NO:5/P-17)
| 1/2" dia | 2 | Nos: | @ | 200.42 | Each | Rs: | 401
7 | P/Laying PVC pressure pipes of class "C" (equivalent make) fixing in trench i/c cutting fitting and jointing with 'Z' joint with one rubber ring i/c testing with water to a head 91.5 meter or 300 ft..(S.I.NO:2/P-22)
| 4" DIA | 30 | Rft | @ | 174 | P.Rft | Rs: | 5220
9 | S/Fixing in position 1/2" dia C.P Stop-Cock (S.I.NO4/P13)
|  | 2 | Nos: | @ | 150.92 | Each | Rs: | 302
Non Schedule Item
1 | P/Fixing Water Pumping Set 1/ 2-H.P Mono-Block Single-Phase 220 Volts with 1"x1-1/4" suction & delivery 50 ft: head i/c making C.C.1:3:6 plateform of required size & fixing with nuts & bolts (local made) (R.A)
|  | 1 | Nos: | @ | 14417.7 | Each | Rs: | 14417.7
2 | P/Fixing UPVC Soil and vent Pipe 3" complete plain and solvent cement joint and carriage of material etc complete as per directed by Engineer Incharge (R.A)
| 3" DIA | 20 | Rft | @ | 129 | P.Rft | Rs: | 2580
3 | P/Fixing UPVC Plain Bend 3" dia joint with cement solvent i/c carriage of material etc complete as per directed by Engineer Incharge (R.A)
| 3" DIA | 2 | Nos: | @ | 432.3 | Each | Rs: | 865
4 | P/Fixing UPVC Tee 3" dia joint with cement solvent i/c carriage of material etc complete as per directed by Engineer Incharge (R.A)
|  | 2 | Nos: | @ | 507.1 | Each | Rs: | 1014
[6 empty] | G.Total:- | Rs: | 18876.7
1 | Flush tank low level plastic 3-gallon (Golden brand standered pattern)
|  | 3 | Nos: | @ | 1000 | Each | Rs: | 3000
2 | S/Fixing C.P Bib-Cock of supperior quality 1/2" dia.(S.I.NO13/P19)
|  | 3 | Nos: | @ | 145.42 | Each | Rs: | 436
3 | P/Fixing in position nyloon connection compete with 1/2" dia bars stop-cock with pair of bars nuts linning joints to nyloon connection (S.I No.23/P-6)
|  | 3 | Nos: | @ | 447.15 | Each | Rs: | 1341
[6 empty] | Total:- | Rs: | 4777
Non Schedule Item
1 | P/Fixing Water Pumping Set 1/ 2-H.P Mono-Block Single-Phase 220 Volts with 1"x1-1/4" suction & delivery 50 ft: head i/c making C.C.1:3:6 plateform of required size & fixing with nuts & bolts (local made) (R.A)
|  | 1 | Nos: | @ | 14417.7 | Each | Rs: | 14417.7
[6 empty] | G.Total:- | Rs: | 14418
7 | Concealed C.P fittings of Superior quality fortiles Bath Rooms (a) S/Fixing cancealed stop cock of superior quality with C.P head 1/2" dia.(S.I.NO11-a/P18)
|  | 8 | Nos: | @ | 478.25 | Each | Rs: | 3826
2 | P/F 24"x16" Lav: Basin in white glazed earthenware complete with& i/c the cost of W.I or C.I cantilever brackets 6 inches built into wall plinth white in 2-coats after a primary coat of led paint a pair of 1/2 " dia brass chain 1-1/4" dia malleable iron of C.P brass trape m,aelleable iron or brass union & making requiatei nos: of holes in wall & plinth &for pipe connection & making good in C.C 1:2:4.(standard Patterns) (S.I.NO:12/P-4)
|  | 1 | Nos: | @ | 4694.8 | Each | Rs: | 4695
3 | Add extra for labour for P/Fixing of earthenware PEDESTAL white or coloured glazed .(standard Patterns)(S.I.NO: 9/P-3)
|  | 1 | Nos: | @ | 938.47 | Each | Rs: | 938
10 | P/Laying PVC pressure pipes of class "C" (equivalent make) fixing in trench i/c cutting fitting and jointing with 'Z' joint with one rubber ring i/c testing with water to a head 91.5 meter or 300 ft..(S.I.NO:2/P-22)
| 6" DIA | 80 | Rft | @ | 370 | P.Rft | Rs: | 29600
[6 empty] | Total:- | Rs: | 77448.7
2 | P/Fixing UPVC Soil and vent Pipe (R.A)
| 3" DIA | 80 | Rft | @ | 105.93 | P.Rft | Rs: | 8474
4 | P/Fixing UPVC Plaw Bend (R.A)
|  | 6 | Nos: | @ | 388.74 | Each | Rs: | 2332
0 | P/Fixing UPVC Tee (R.A)
|  | 5 | Nos: | @ | 479.82 | Each | Rs: | 2399
[6 empty] | Total:- | Rs: | 158548.4
[6 empty] | G.Total:- | Rs: | 144571
4 | P/Fixing 6"x2"or 6"x3" C.I floor trape of the approved self clening Design with a C.I screwed down gratting with or without a vant arm complet with & bend making request No: of holes in wall plinth & floor for pipe connection & making good C.C 1:2:4(S.I NO"20/P-6)
|  |  | Nos: | @ | 2024.43 | Each | Rs:
7 | P/Fixing 4" dia Bend of the Required degree with access doors rubber washers 1/8" thick & built & nuts & extra painting to mattch the Clour of the building )S.I NO. 9/P-10)
|  |  | Nos: | @ | 599.6 | Each | Rs:
[6 empty] | Total:- | Rs:
DISTRICT OFFICER,
EDUCATI ON WORKS (W&S),
HYDERABAD.
DEPUTY DISTRICT OFFICER,
EDUCATION WORKS (W&S),
CITY HYDERABAD..
SUB-ENGINEER
EDUCATION WORKS (W&S),
HYDERABAD CITY.
T.A.Zaidi
DISTRICT OFFICER,
EDUCATI ON WORKS (W&S),
HYDERABAD.
DEPUTY DISTRICT OFFICER,
EDUCATION WORKS (W&S),
CITY HYDERABAD..
SUB-ENGINEER
EDUCATION WORKS (W&S),
HYDERABAD CITY.
DISTRICT OFFICER,
EDUCATI ON WORKS (W&S),
HYDERABAD.
DEPUTY DISTRICT OFFICER,
EDUCATION WORKS (W&S),
CITY HYDERABAD..
SUB-ENGINEER
EDUCATION WORKS (W&S),
HYDERABAD CITY.
DISTRICT OFFICER,
EDUCATI ON WORKS (W&S),
HYDERABAD.
DEPUTY DISTRICT OFFICER,
EDUCATION WORKS (W&S),
CITY HYDERABAD.
SUB-ENGINEER
EDUCATION WORKS (W&S).
CITY HYDERABAD..
DISTRICT OFFICER,
EDUCATI ON WORKS (W&S),
HYDERABAD.
DEPUTY DISTRICT OFFICER,
EDUCATION WORKS (W&S),
CITY HYDERABAD..
SUB-ENGINEER
EDUCATION WORKS (W&S),
HYDERABAD CITY.
SUB-ENGINEER
EDUCATION WORKS (W&S).
CITY HYDERABAD..
DISTRICT OFFICER,
EDUCATI ON WORKS (W&S),
HYDERABAD.
DEPUTY DISTRICT OFFICER,
EDUCATION WORKS (W&S),
CITY HYDERABAD..
SUB-ENGINEER
EDUCATION WORKS (W&S),
HYDERABAD CITY.
ASSISTANT ENGINEER
EDUCATION WORKS SUB-DIV:
TALUKA QASIMABAD.
SUB-ENGINEER
EDUCATION WORKS SUB-DIV:
TALUKA QASIMABAD.
DISTRICT OFFICER,
EDUCATI ON WORKS (W&S),
HYDERABAD.
DEPUTY DISTRICT OFFICER,
EDUCATION WORKS (W&S),
CITY HYDERABAD..
SUB-ENGINEER
EDUCATION WORKS (W&S),
HYDERABAD CITY.
DISTRICT OFFICER,
EDUCATI ON WORKS (W&S),
HYDERABAD.
DEPUTY DISTRICT OFFICER,
EDUCATION WORKS (W&S),
CITY HYDERABAD..
SUB-ENGINEER
EDUCATION WORKS (W&S),
HYDERABAD CITY.
SUB-ENGINEER
EDUCATION WORKS (W&S),
HYDERABAD CITY.
T.A.Zaidi
SUB-ENGINEER
EDUCATION WORKS (W&S),
HYDERABAD CITY.
SUB-ENGINEER
EDUCATION WORKS (W&S),
HYDERABAD CITY.
DEPUTY DISTRICT OFFICER,
EDUCATION WORKS (W&S),
CITY HYDERABAD.
SUB-ENGINEER
EDUCATION WORKS (W&S).
CITY HYDERABAD..
SUB-ENGINEER
EDUCATION WORKS (W&S),
HYDERABAD CITY.
SUB-ENGINEER
EDUCATION WORKS (W&S).
CITY HYDERABAD..
SUB-ENGINEER
EDUCATION WORKS (W&S),
HYDERABAD CITY.
ASSISTANT ENGINEER
EDUCATION WORKS SUB-DIVISION
TALUKA QASIMABAD.
SUB-ENGINEER
EDUCATION WORKS SUB-DIVISION
TALUKA QASIMABAD.
SUB-ENGINEER
EDUCATION WORKS (W&S),
HYDERABAD CITY.
SUB-ENGINEER
EDUCATION WORKS (W&S),
HYDERABAD CITY.
SUB-ENGINEER
EDUCATION WORKS (W&S),
HYDERABAD CITY.
T.A.Zaidi
SUB-ENGINEER
EDUCATION WORKS (W&S),
HYDERABAD CITY.
SUB-ENGINEER
EDUCATION WORKS (W&S),
HYDERABAD CITY.
DEPUTY DISTRICT OFFICER,
EDUCATION WORKS (W&S),
CITY HYDERABAD.
SUB-ENGINEER
EDUCATION WORKS (W&S).
CITY HYDERABAD..
SUB-ENGINEER
EDUCATION WORKS (W&S),
HYDERABAD CITY.
SUB-ENGINEER
EDUCATION WORKS (W&S).
CITY HYDERABAD..
SUB-ENGINEER
EDUCATION WORKS (W&S),
HYDERABAD CITY.
ASSISTANT ENGINEER
EDUCATION WORKS SUB-DIVISION
TALUKA QASIMABAD.
SUB-ENGINEER
EDUCATION WORKS SUB-DIVISION
TALUKA QASIMABAD.
SUB-ENGINEER
EDUCATION WORKS (W&S),
HYDERABAD CITY.
SUB-ENGINEER
EDUCATION WORKS (W&S),
HYDERABAD CITY.
SUB-ENGINEER
EDUCATION WORKS (W&S),
HYDERABAD CITY.
T.A.Zaidi
SUB-ENGINEER
EDUCATION WORKS (W&S),
HYDERABAD CITY.
SUB-ENGINEER
EDUCATION WORKS (W&S),
HYDERABAD CITY.
DEPUTY DISTRICT OFFICER,
EDUCATION WORKS (W&S),
CITY HYDERABAD.
SUB-ENGINEER
EDUCATION WORKS (W&S).
CITY HYDERABAD..
SUB-ENGINEER
EDUCATION WORKS (W&S),
HYDERABAD CITY.
SUB-ENGINEER
EDUCATION WORKS (W&S).
CITY HYDERABAD..
SUB-ENGINEER
EDUCATION WORKS (W&S),
HYDERABAD CITY.
SUB-ENGINEER
EDUCATION WORKS (W&S),
HYDERABAD CITY.
SUB-ENGINEER
EDUCATION WORKS (W&S),
HYDERABAD CITY.

## Items
E S T I M A T E
NAME OF WORK:
S.# | DESCRIPTION |  | QUANTITY |  |  | RATE | UNIT | AMOUNT
Dismantling brick work in lime or cement mortor (S.I.NO:13/P-10)
[5 empty] | @ | 1285.63 | %Cft | Rs: | 0
Dismantling cement concrete plain 1:2:4.(S.I.NO:19(c)/P-10)
| C/R | 1x2.00 | = | 2
[5 empty] | @ | 3327.5 | %Cft | Rs; | 0
Dismantling cement concrete plain 1:3:6.(S.I.NO:19(b)/P-10)
| C/R | 1x2.00 | = | 2
[5 empty] | @ | 1306.8 | %Cft | Rs; | 0
Dismantling cement concrete reinforced separating R.C.C work from concrete cleaning & straightening the same.(S.I.NO:19(e)/P-10)
| C/R | 1x2.00 | = | 2
[5 empty] | @ | 5445 | %Cft | Rs: | 0
Removing doors with chowkhats.(S.I.NO:33(a)/P-13)
| C/R | 1x2.00 | = | 2
[5 empty] | @ | 142.18 | Each | Rs: | 0
Removing windows & sky light with chwokhats.(S.I.NO33(b)/P-13)
| C/R | 1x2.00 | = | 2
[5 empty] | @ | 102.85 | Each | Rs: | 0
Removing cement or lime plaster.(S.I.NO:53/P-13)
| C/R | 1x2.00 | = | 2
[5 empty] | @ | 121 | %Sft | Rs: | 0
Scraping ordinery distemper oil bound distemper or paint on walls.(S.I.NO:54 (b)/P-13)
| C/R | 1x2.00 | = | 2
[5 empty] | @ | 226.88 | %Sft | Rs: | 0
Excavation in foundation of building bridges & other structure I/c degbelling, dressing, refilling arround structure with excavated earth watering & ramming lead upto 5 feet. b) in ordinary siol. ( S.I No: 18/P-4)
| C/R | 1x2.00 | = | 2
[5 empty] | @ | 3176.25 | %0.Cft | Rs: | 0
Cement concrete brick or stone ballaste 1 1/2" to 2" guage ratio 1:5:10 (S.I.NO:4/ (c) P-14)
| C/R | 1x2.00 | = | 2
[5 empty] | @ | 8694.95 | %Cft | Rs: | 0
Cement concrete brick or stone ballaste 1 1/2" to 2" guage ratio 1:4:8 (S.I.NO:4/ (b) P-14)
| C/R | 1x2.00 | = | 2
[5 empty] | @ | 9416.28 | %Cft | Rs: | 0
R.C.C work i/c all labour and material except the cost of steel reinforcement for cement concrete i/c cutting bending which will be paid separately .This ratel also i/call kinds of moulds liftinbg shuttering curing rendering infinishing the exposed surface a) R.C.C work in roof slab beams coloumns raft lintels & other structural membors laid in situ in poistion complete ratio 1:2:4.(S.I.NO: 6/P-16)
| C/R | 1x2.00 | = | 2
| G.floor |  |  |  | @ | 337 | P.Cft | Rs: | 0
| F.floor |  |  |  | @ | 349.1
| 2nd floor |  |  |  | @ | 361.2
Fabrication of mild steel reinforcement for bending cutting binding & laying making joints & fastening i/c cost of binding wire & also i/c removal of rust from bars.(S.I.NO.7/P-19)
| TORE BARS | R.C.CX6.00 =1234.00 X 6.00 | = | 2 | @ | 5001.7 | P.Cwt | Rs: | 0
112 112
| MILD STEEL |  |  |  | @ | 4820.2 | P.Cwt | Rs: | 0
Filling watering & ramming earth in floor with surplus earth from foundation lead upto one chain and lift upto 5 feet. (S.I No: 21/P-4)
| 2 / 3 x Same Qnty; of Excavation = 2 x 12345.00 |  | = |  | @ | 1512.5 | %0Cft | Rs: | 0
3
Filling watering & ramming earth under floor with new earth (Excavated from OUT-SIDE ) lead upto 5" feet.(S.I.NO:22/P-4)
| C/R | 1x2.00 | = | 2
[5 empty] | @ | 3630 | %0Cft | Rs: | 0
S/Filling sand under floor & plugging in wells.(S.I.NO:29/P-25)
| C/R | 1x2.00 | = | 2
[5 empty] | @ | 1141.25 | %Sft | Rs: | 0
Pacca brick work in G,FLOOR in i/c stricking of joints in cement sand mortor ratio 1:6.(S.I.NO5(I) (e)/P-20)
| G.FLOOR |  |  |  | @ | 12674.36 | %Cft | Rs: | 0
| F.FLOOR |  |  |  | @ | 13112.99 | %Cft | Rs: | 0
| 2nd.FLOOR |  |  |  | @ | 13687.74 | %Cft | Rs: | 0
Pacca brick work in other then building i/c stricking of joints cement sand ratio 1:6 (S.I No. 7(I) (e)/P-21)
[5 empty] | @ | 12346.65 | %Cft | Rs: | 0
Pacca brick work in foundation & plinth in cement sand mortor ratio 1:6 (S.I.NO:# 4 (e) /P-20 )
[5 empty] | @ | 11948.36 | %Cft | Rs: | 0
Errection and removal of centering for RCC or plain cement concrete works of deoder wood (2nd Class) partal wood b) vertical (S.I No. 19(ii)/P-17)
[5 empty] | @ | 3127.41 | %Sft | Rs: | 0
Cement concrete plain 1:3:6 i/c placing compecting finishing and curing complete (i/c screening and washing of stone aggregate without shuttering(S.I No. 5 (h)/P-15)
| C/R | 1x2.00 | = | 2
[5 empty] | @ | 12595 | %Cft | Rs: | 0
|  | b) 1:2:4 |  |  | @ | 14429.25 | %Cft | Rs: | 0
P/F G.I Frames / chowkats of size 7" x2" or 4-1/2"x3" for Door& windows using 20-guage G.I sheets I./C walded hings and fixing at site with neccesary hold fasts, filling with cement sand sulury of ratio 1:6 and reparing the james. The cost of also I/C all carage tools and plants used in making and fixing.(S.I.NO:28/P-92).
| WINDOWS |  | = |  | @ | 240.5 | P.Rft | Rs: | 0
DOORS
| C/R | 1x2.00 | = | 2
[5 empty] | @ | 228.5 | P.Rft | Rs: | 0
Cement plaster 1: 6 upto 20" hiehgt 1/2" thick (S.I No.13 /P-51)
|  | B)1/2" |  |  | @ | 2206.6 | %Sft | Rs: | 0
Cement Plaster 1:4 upto 20 hieght 3/8 thick (S.I No.11 /P-51 )
|  | A)3/8" | = |  | @ | 2197.52 | %Sft | Rs; | 0
4 | Applying floating coat of cement 1/32" thick. (S.I.NO: 14/P-58)
|  | Same Qnty: Item No: 2-C |  |  | @ | 660 | %Sft | Rs: | 0
First class deodar wood wrought joinery in doors & winbdows etc fixed in posoition i/c chowkhat holds fasts hinghs iron tower bolts cleats handlkes cords with hooks etc.Deodar wood panelled or panlelled glaszed or fully glazed 1-3/4" thick.(S.I.NO 07 P/-57)
| ONLY SHUTTER |  |  |  | @ | 902.93 | P.Sft | Rs: | 0
S/Fixing FALSE-CEILING of plaster of paris in pannels i/c making frame work of deodar wood i/c painting with solgia paint (S.I No. 52/P-63)
| C/R | 1x2.00 | = | 2
[5 empty] | @ | 25293.42 | P.Rft | Rs: | 0
First class deodar wood wrought joinery work in wire-guaze etc 22.S.W.G. Galvanized wire guaze 144 mesh per sq: inch iron fitting etc completeb) Galvanized wire guaze fixed to chowkhats with 3/4" deodar wooden strips &screws.(S.I.NO:14(D)/P-57).
[5 empty] | @ | 190.72 | P.Sft | Rs: | 0
Fixing expanded metal with 1" deodar wooden strips &screws.(S.I.NO:22(a) /P-61)
| C/R | 1x2.00 | = | 2
[5 empty] | @ | 296.05 | P.Sft | Rs: | 0
P/F Aluminium sheet 6" to 9" with V-Notch for expansion joints i/c fixing with nails /screws.(S.I NO:88 P-108)
[5 empty] | @ | 207 | P.Rft | Rs: | 0
P/L 3" Thick TOPPING cement concrete (1:2:4) i/c surface finshuing &divising into pannels.(S.I.NO:16 /P-41 )
2"THICK
| G.F |  |  |  | @ | 3275.5 | %Sft | Rs: | 0
| F.F |  |  |  | @ | 3502.38 | %Sft | Rs:
| 2nd.F |  |  |  | @ | 3729.26 | %Sft | Rs: | 0
3"THICK
| G.F |  |  |  | @ | 4411.82 | %Sft | Rs: | 0
| F.F |  |  |  | @ | 4638.7 | %Sft | Rs:
| 2nd.F |  |  |  | @ | 4865.58 | %Sft | Rs: | 0
Two coat of bitumen laid hot using 34lbs for % Sft over roof and blinded with cement sand @ one Cft per % Sft (S.I No. 13/P- 34)
|  | Same Qnty: Item No: 2-C |  |  | @ | 1887.4 | %Sft | Rs: | 0
S/F in position iron steel grill 3/4" 1/4" size flate iron approved design i/c painting 3-coats (wt: not to be less than 3-7 lbs: sq: ft: of finshing grill)(S.I.NO: 26/92)
| C/R | 1x2.00 | = | 2
[5 empty] | @ | 180.5 | P.Sft | Rs: | 0
S/F in position iron steel grill door with angle irom frame of 1 1/2"x 1 1/2" x1/4' and flat iron of 3/4"x1/4"with approved design and locking arrangement embeded in masonary as per instruction of Engineer in charege (S.I.NO: 31/ P.93)
| C/R | 1x2.00 | = | 2
[5 empty] | @ | 231.6 | P.Sft | Rs: | 0
M/ Fixing steel grated door with 1/16" thick sheeting i/c angle iron frame 2" x 2" x 3/8" & 3/4" square bars @ 4" center to center (S.I No. 24/P-91)
| C/R | 1x2.00 | = | 2
[5 empty] | @ | 726.72 | %Sft | Rs: | 0
White glazed tiles 1/4" thick dado jointed in white cement & laid over 1:2 cement sand motar 3/4" thick i/c finishing (S.I No. 37/P-44)
| C/R | 1x2.00 | = | 2
[5 empty] | @ | 28253.61 | %Sft | Rs: | 0
Laying floor of approved white glazed tiles 1/4" thick in white cement 1:2 over 3/4" thick cement mortar 1:2 complete (S.I No.24/P-42)
| C/R | 1x2.00 | = | 2
[5 empty] | @ | 27678.86 | %Sft | Rs: | 0
Glazed tiles dado 1/4" thick laid in pigment over 1:2 cement sand mortor 3/4" thick i/c finshing. (S.I.NO: 38/P-44)
| C/R | 1x2.00 | = | 2
[5 empty] | @ | 28299.3 | %Sft | Rs: | 0
Laying floor of approved coloured glazed tiles 1/4" thick laid in white cement & 1:2 pigment on a bed of 3/4" thick cement mortar 1:2 (S.I No. 25/P-42)
| C/R | 1x2.00 | = | 2
[5 empty] | @ | 27747.06 | %Sft | Rs: | 0
Dedodar wood dado or picture rail 3" x 1-1/4 as per approved design i/c moulding & fixing in place cost of screw, nails, plugs & painting complete (S.I NO:31 P-61)
[5 empty] | @ | 354.6 | P.Rft | Rs: | 0
P/ Fixing ornamental cement jali 2" thick (1:2:4) without steel.S.I No: 11/P-17)
| C/R | 1x2.00 | = | 2
[5 empty] | @ | 226.02 | %Sft | Rs:
Applying floating coat of cement 1/32" thick. (S.I. No: 14/P-52)
| C/R | 1x2.00 | = | 2
[5 empty] | @ | 660 | %Sft | Rs: | 0
Cement pointing struck joints on walls, ratio 1:2 (S.I. No: 19/P-52)
| C/R | 1x2.00 | = | 2
[5 empty] | @ | 1287.44 | %Sft | Rs: | 0
Rough cost/stucco cement plaster 3/4" thick in proportion of 1:1 1/2:1 1/2 in cement, hill sand & bajri patterns (S.I. No: 32/P-54)
| C/R | 1x2.00 | = | 2
[5 empty] | @ | 2306.1 | %Sft | Rs: | 0
Notice board made with cement. (S.I. No: 01/P-94)
| C/R | 1x2.00 | = | 2
|  |  |  | 2 | @ | 58.11 | P.Rft | Rs: | 116
Leveling dressing & making lawns. (S.I. No: 42/P-102)
| C/R | 1x2.00 | = | 2
[5 empty] | @ | 181.5 | %Sft | Rs: | 0
Turfing Lawns (excluding cost of turf) (S.I. No: 43/P-102)
| C/R | 1x2.00 | = | 2
[5 empty] | @ | 272.25 | %Sft | Rs: | 0
Laying white Marble flooring fine dressed on the surface without winding set in mortor 1:2 rubbing & polishing of the joints (a) 3/4" thick flooring.(S.I.NO:28/P-42)
| C/R | 1x2.00 | = | 2
[5 empty] | @ | 567.48 | P.Sft | Rs: | 0
P/F 3/8" thick Marble of approved quality & colour & shade size (8"x4/6"x4") in dado skirting & facing removal tucking of existing plaster surface etc iover 1/2" thiuck base of white cement mortor 1:3 setting of tiles insulury of white cement curing finshing & polishing.(S.I.NO68(i)/P-48)
| C/R | 1x2.00 | = | 2
[5 empty] | @ | 186.04 | P.Sft | Rs: | 0
P/laying Tiles glazed (6"x6"x 1/4") on floor or wall facing in required patren of STILE specification jointed in white cement & pigment over a base of 1:2 grey cement mortor 3/4" thick I/C washing & filling of joints with sulury of white cements and pigment in desire shape with finishing clieaning and cost of wax polish etc complete i/c cutting tiles to proper profile (S.I No.60/P-46)
| C/R | 1x2.00 | = | 2
[5 empty] | @ | 30509.77 | %Sft | Rs: | 0
P/laying" HALA" or patren tiles glazed (6"x6"x 1/4") on floor or wall facing in required patren of STILE specification jointed in white cement & pigment over a base of 1:2 grey cement mortor 3/4" thick I/C washing & filling of joints with sulury of white cements and pigment in desire shape with finishing clieaning and cost of wax polish etc complete i/c cutting tiles to proper profile (S.I No.61/P-47)
| C/R | 1x2.00 | = | 2
[5 empty] | @ | 47651.56 | %Sft | Rs: | 0
P/laying" HALA" or patren tiles glazed (8"x8"x 1/4") on floor or wall facing in required patren of STILE specification jointed in white cement & pigment over a base of 1:2 grey cement mortor 3/4" thick I/C washing & filling of joints with sulury of white cements and pigment in desire shape with finishing clieaning and cost of wax polish etc complete i/c cutting tiles to proper profile (S.I No.62/P-47)
| C/R | 1x2.00 | = | 2
[5 empty] | @ | 34520.31 | %Sft | Rs: | 0
Prepairing the surface & painting with WEATHER-COAT I/c rubbing the surface with rubbing bricks/ sand paper filling the voids with chalk/plaster of paris & then painting with weather coat of approved mae. (3-coats) (S.I.NO: 38/P-55)
| 2-Coats |  |  |  | @ | 1948.1 | %Sft | Rs: | 0
| 3-Coats |  | = |  | @ | 2567.95 | %Sft | Rs: | 0
23 | Prepairing the surface and painting with Matt Finish i/c rubbing the surface with Bathy (Silicon carbide rubbing brick) filling the voids with zink / chalk/plaster of paris mixture applying first coat premix making the surface smooth and then painting 3-coats with matt finish of approved make etc complete )(New surface ). (S.I.NO; 36(A)/P- 54)
[5 empty] | @ | 1989.62 | %Sft | Rs;
Colours washing 3-coats.(S.I.NO: /P- )
| 2-Coats |  |  |  | @ | 859.9 | %Sft | Rs: | 0
White washing 3-coats.(S.I.NO: /P- )
| 2-Coats |  |  |  | @ | 425.84 | %Sft | Rs: | 0
| 3-Coats |  |  |  | @ | 829.95 | %Sft | Rs: | 0
Primary coat of chalk under distember (S.I No. 23 /P- 55)
[5 empty] | @ | 442.75 | %Sft | Rs; | 0
Distembering 3-coat (S.I No. 24 /P- 59)
| 2-Coats |  |  |  | @ | 1043.9 | %Sft | Rs; | 0
| 3-Coats |  |  |  | @ | 1079.65 | %Sft | Rs; | 0
Painting OLD surface painting of Door & Window any type i/c edge (3-coats) (S.I.NO: 4/P-67)
[5 empty] | @ | 1160.06. | %Sft | Rs: | #VALUE!
Painting OLD surface painting of sashes fan light glazed or guazed door & windows etc (2-Coata)(S.I.NO:4/P-67)
| C/R | 1x2.00 | = | 2
[5 empty] | @ | 674.19 | %Sft | Rs: | 0
Painting OLD surface painting corrugated surface patent roofing etc with oil paint (2-Coata)(S.I.NO:4/P-67)
| C/R | 1x2.00 | = | 2
[5 empty] | @ | 1072.06 | %Sft | Rs: | 0
Painting OLD surface painting guard bars, gates, iron bars, gretting, railing i/c standard braces etc. & similar open work (2-coat) (S.I. No: 4/P-68)
| C/R | 1x2.00 | = | 2
[5 empty] | @ | 674.6 | %Sft | Rs: | 0
Painting NEW surface painting of Door & Window any type i/c edge (3-coats) (S.I.NO: 5/P-68)
| 2-Coats |  |  |  | @ | 1489.68 | %Sft | Rs; | 0
| 3-Coats |  |  |  | @ | 2116.41 | %Sft | Rs; | 0
Painting NEW surface painting of sashes fan light glazed or guazed door & windows etc (2-Coata)(S.I.NO:5/P-68)
| C/R | 1x2.00 | = | 2
[5 empty] | @ | 896.39 | %Sft | Rs: | 0
Painting NEW surface painting corrugated surface patent roofing etc with oil paint (2-Coata)(S.I.NO:5/P-68)
| C/R | 1x2.00 | = | 2
[5 empty] | @ | 1489.68 | %Sft | Rs: | 0
Painting NEW surface painting guard bars, gates, iron bars, gretting, railing i/c standard braces etc. & similar open work (2-coat) (S.I. No: 5/P-68)
| C/R | 1x2.00 | = | 2
[5 empty] | @ | 896.39 | %Sft | Rs: | 0
Preparing the surface & applying rock wall/shield (Natural wall texture) coating to provide durable crust to wall, thickness b/w 2mm to 32mm (1/8" ) with acrylic co-polymer emulsion selected marble chips adhesive & bactercides water resistance and fire and termite resistance (Upto 20'-0' height) (S.I.NO: 43/P- 55).
| C/R | 1x2.00 | = | 2
[5 empty] | @ | 4504.5 | %Sft | Rs: | 0

## F.Sheet C.W
(FACE SHEET)
| FUNDED HEAD |  |  | PROVINCIAL.
| MAJOR HEAD |  |  | 314- CAPITAL.
| MINOR HEAD |  |  | 314-343- BUILDING & STRUCTURE.
| SERVICES HEAD |  |  | SCHEME NO:
| DEPARTMENTAL HEAD |  |  | THE DETAILED WORKING ESTIMATE FOR
Maintenance & Repair to Government Girls Primary School Noor Khan Chang Taluka Qasimabad (Compound Wall).
The Estimate has been prepared in the office of the Executive Engineer (Education Works ) Division Hyderabad. the probable expenditure incurred on the above said work will be chargeable against the Head of Account.
Estimated Amount Rs:97,000/-
| 1 | HISTORY
The Government of Sindh has approved the M&R Schemes during the year which are to be executed by the E.W.D in this current financial year 2016-17. This Estimate is mainly based on rates provided by the composite Schedule of Rates (General) for finished items of works (Fifth Edition -2012).
| 2 | SCOPE.
This work is to completed in this Current Financial Year / Stipulated times
| 3 | LAND.
The Education Department, Government of Sindh, will Possion of school building for M&R Works.
| 4 | METHOD OF EXECUTION.
No lead whether small or long carriage of material for items for which finished items are applicable is to be paid seaprately. However all the construction material as detailed below will have to be brought by contractor from the full-swing predetermined quarries/ approved sources of supply.
|  | (i) | BAJRI FROM. |  | T.B.KHAN
|  | (ii) | STONE BALLASTE FROM. |  | ONGER.
|  | (iii) | HILL SAND FROM. |  | BHOLARI.
|  | (iv) | STONE FROM. |  | ---
|  | (v) | STEEL FROM. |  | HYDERABAD.
|  | (vi) | CEMENT FROM. |  | HYDERABAD.
ASSISTANT ENGINEER
EDUCATION WORKS SUB-DIVISION
TALUKA QASIMABAD.
T.A.Zaidi

## SOC C.W
SUMMARY OF COST.
NAME OF WORK:- |  | Maintenance & Repair to Government Girls Primary School Noor Khan Chang Taluka Qasimabad (Compound Wall).
PART (A) CIVIL WORKS
1 | COST OF SCHEDULE ITEMS (PART--'A') |  | Rs: | 87440
2 | 10% above (+) |  | Rs: | 8744
3 | COST OF CARRIAGE |  | Rs: | 403
4 | TOTAL (1 to 3) |  | Rs: | 96587
DISTRICT OFFICER,
EDUCATI ON WORKS (W&S),
HYDERABAD.
DEPUTY DISTRICT OFFICER,
EDUCATION WORKS (W&S),
CITY HYDERABAD..
SUB-ENGINEER
EDUCATION WORKS (W&S),
HYDERABAD CITY.
DISTRICT OFFICER,
EDUCATI ON WORKS (W&S),
HYDERABAD.
DEPUTY DISTRICT OFFICER,
EDUCATION WORKS (W&S),
CITY HYDERABAD.
SUB-ENGINEER
EDUCATION WORKS (W&S).
CITY HYDERABAD..
DISTRICT OFFICER,
EDUCATI ON WORKS (W&S),
HYDERABAD.
DEPUTY DISTRICT OFFICER,
EDUCATION WORKS (W&S),
CITY HYDERABAD..
SUB-ENGINEER
EDUCATION WORKS (W&S),
HYDERABAD CITY.
SUB-ENGINEER
EDUCATION WORKS (W&S).
CITY HYDERABAD..
DISTRICT OFFICER,
EDUCATI ON WORKS (W&S),
HYDERABAD.
DEPUTY DISTRICT OFFICER,
EDUCATION WORKS (W&S),
CITY HYDERABAD..
SUB-ENGINEER
EDUCATION WORKS (W&S),
HYDERABAD CITY.
ASSISTANT ENGINEER
EDUCATION WORKS SUB-DIV:
TALUKA QASIMABAD.
SUB-ENGINEER
EDUCATION WORKS SUB-DIV:
TALUKA QASIMABAD.
DISTRICT OFFICER,
EDUCATI ON WORKS (W&S),
HYDERABAD.
DEPUTY DISTRICT OFFICER,
EDUCATION WORKS (W&S),
CITY HYDERABAD..
T.A.Zaidi
DISTRICT OFFICER,
EDUCATI ON WORKS (W&S),
HYDERABAD.
DEPUTY DISTRICT OFFICER,
EDUCATION WORKS (W&S),
CITY HYDERABAD..
DISTRICT OFFICER,
EDUCATI ON WORKS (W&S),
HYDERABAD.
DEPUTY DISTRICT OFFICER,
EDUCATION WORKS (W&S),
CITY HYDERABAD..
SUB-ENGINEER
EDUCATION WORKS (W&S),
HYDERABAD CITY.

## Estimate C.W
*! E S T I M A T E !*
NAME OF WORK: |  |  | Maintenance & Repair to Government Girls Primary School Noor Khan Chang Taluka Qasimabad (Compound Wall).
S # | DESCRIPTION |  |  | QUANTITY |  |  |  | RATE |  | UNIT | AMOUNT
1 | Pacca brick work in other then building i/c stricking of joints cement sand ratio 1:6 (S.I No. 7(I) (e)/P-21)
| House Side C/Wall | 1x56x0.375x2.00 |  |  |  | = | 41
| Gate side | 1x47.50x0.375x2.00 |  |  |  | = | 35
[7 empty] | 76 | @ | 12346.65 | % Cft | Rs. | 9383.454
2 | Cement plaster 1: 6 upto 20" hiehgt 1/2" thick (S.I No.13 /P-51)
| C/Wall | 1x56.00x8.00 |  |  |  | = | 448
| Gate side | 1x2x47.50x8.00 |  |  |  | = | 760
[7 empty] | 1208 | @ | 2206.6 | % Sft | Rs. | 26655.728
3 | Cement plaster 1: 4 upto 20" hiehgt 1/2" thick (S.I No.13 /P-51)
|  | Qty same as Item No.11 |  |  |  |  | 1208 | @ | 2197.52 | % Sft | Rs. | 26546.0416
4 | P/laying" HALA" or patren tiles glazed (8"x8"x 1/4") on floor or wall facing in required patren of STILE specification jointed in white cement & pigment over a base of 1:2 grey cement mortor 3/4" thick I/C washing & filling of joints with sulury of white cements and pigment in desire shape with finishing clieaning and cost of wax polish etc complete i/c cutting tiles to proper profile (S.I No.62/P-47)
| M.G Pillers | 1x2x4x2.25x4.00 |  |  |  | = | 72 | @ | 34520.31 | % Sft | Rs. | 24854.6232
[9 empty] | Total:- |  | Rs. | 87439.8468
1 | Removing doors with chowkhats.(S.I.NO:33(a)/P-13)
|  | 2-Nos: |  |  |  | = | 2 | @ | 142.18 | Each | Rs. | 284.36
2 | Cement plaster 1: 6 upto 20" hiehgt 1/2" thick (S.I No.13 /P-51)
|  | 1x2x(10.50+5.50+10.50)x8.00 |  |  |  | = | 424
| Chajja | 1x2x11.50x1.50 |  |  |  | = | 35
| O.H.W.Tank | 1x2x(5.50+5.50)x4.00 |  |  |  | = | 88
| i/s | 1x2x(4.00+4.00)x4.00 |  |  |  | = | 64
611
Deduction.
| Door | 1x2x2.50x1.50 |  |  |  | = | 8
| Ventilator | 1x2x2.00x1.50 |  |  |  | = | 6
14
| Net | Qty: 611.00 (-) 14.00 |  |  |  | = | 597 | @ | 2206.6 | % Sft | Rs. | 13173.402
3 | Cement plaster 1: 4 upto 20" hiehgt 1/2" thick (S.I No.13 /P-51)
|  | Qty same as Item No.2 |  |  |  | = | 597 | @ | 2197.52 | % Sft | Rs. | 13119.1944
4 | P/F G.I Frames / chowkats of size 7" x2" or 4-1/2"x3" for Door& windows using 20-guage G.I sheets I./C walded hings and fixing at site with neccesary hold fasts, filling with cement sand sulury of ratio 1:6 and reparing the james. The cost of also I/C all carage tools and plants used in making and fixing. (S.I.NO:28/P-92).
A | Door Chowkhats
|  | 1x2x2x7.00 |  |  |  | = | 28
|  | 1x2x1x2.17 |  |  |  | = | 4
[7 empty] | 32 | @ | 228.9 | P.Rft | Rs. | 7324.8
5 | First class deodar wood wrought joinery in doors & winbdows etc fixed in posoition i/c chowkhat holds fasts hinghs iron tower bolts cleats handlkes cords with hooks etc.Deodar wood panelled or panlelled glaszed or fully glazed 1-3/4" thick.(S.I.NO 07 P/-57)
Only Shutter
|  | 2x2.17x6.75 |  |  |  | = | 29
| Vent: | 2x1.67x1.17 |  |  |  | = | 4
[7 empty] | 33 | @ | 902.93 | P.Rft | Rs. | 29796.69
6 | P/L 3" Thick TOPPING cement concrete (1:2:4) i/c surface finshuing &divising into pannels. (S.I.NO:16 /P-41 )
| Over Roof | 1x11.50x7.50 |  |  |  | = | 86 | @ | 3275.5 | % Sft | Rs. | 2816.93
7 | Primary coat of chalk under distember (S.I No. 23 /P- 55)
|  | Qty same as Item No.3 |  |  |  | = | 597
| Lav: i/s | 1x2x2x(3.67+3.67)x4.00 |  |  |  | = | 117
|  | 1x2x3.67x3.67 |  |  |  | = | 27
741
Deduction.
| O.H.W.Tank | 1x2x(4.00+4.00)x4.00 |  |  |  | = | 64
| Net | Qty: 741.00 (-) 64.00 |  |  |  | = | 677 | @ | 442.75 | % Sft | Rs. | 2997.4175
8 | Distembering 3-coat (S.I No. 24 /P-59)
|  | Qty same as Item No.7 |  |  |  |  | 677 | @ | 1079.65 | %Sft | Rs. | 7309.2305
9 | Painting NEW surface painting of Door & Window any type i/c edge (3-coats) (S.I.NO: 5/P-68)
|  | 1x2x2x2.50x6.75 |  |  |  | = | 68
| Ventilator | 1x2x2x2.00x1.50 |  |  |  | = | 12
[7 empty] | 80 | @ | 2116.41 | %Sft | Rs. | 1693.128
[9 empty] | Total:- |  | Rs. | 78515.1524
| Net | Qty: 183.00 (-) 31.00 |  |  |  | = | 152 | @ | 1285.63 | % Cft | Rs. | 1954.1576
3 | Pacca brick work in foundation & plinth in cement sand mortor ratio 1:6 (S.I.NO:# 4 (e) /P-20)
| Lav: l/w | 1x2x10.25x0.75x1.50 |  |  |  | = | 23
| Lav: s/w | 1x3x4.00x0.75x1.50 |  |  |  | = | 14
| Steps | 1x4x(4.0+23.0+2.0+1.0)x0.50 |  |  |  | = | 20
[7 empty] | 57 | @ | 11948.36 | % Cft | Rs. | 6810.5652
4 | R.C.C work i/c all labour and material except the cost of steel reinforcement for cement concrete i/c cutting bending which will be paid separately .This ratel also i/call kinds of moulds liftinbg shuttering curing rendering infinishing the exposed surface a) R.C.C work in roof slab beams coloumns raft lintels & other structural membors laid in situ in poistion complete ratio 1:2:4.(S.I.NO: 6/P-16)
| P.Beam | 1x2x10.25x0.75x1.00 |  |  |  | = | 15
| " s/w | 1x3x4.00x0.75x1.00 |  |  |  | = | 9
| Lintel | 1x10.25x0.75x0.75 |  |  |  | = | 6
| Slab | 1x12.25x7.50x0.42 |  |  |  | = | 39
| O.H.W.Tank | 1x5.50x5.50x0.50 |  |  |  | = | 15
| " Wall | 1x2x(5.50+4.00)x0.50x3.50 |  |  |  | = | 33
| Top Slab | 1x6.00x6.00x0.42 |  |  |  | = | 15
[7 empty] | 132 | @ | 337 | P.Cft | Rs. | 44484
5 | Fabrication of mild steel reinforcement for bending cutting binding & laying making joints & fastening i/c cost of binding wire & also i/c removal of rust from bars.(S.I.NO.7/P-19)
| Quantity RCC | 132.00 x 5.00
|  | 112 |  |  |  | = | 5.89 | @ | 5001.7 | P.Cwt | Rs. | 29460.013
6 | Pacca brick work in G,FLOOR in i/c stricking of joints in cement sand mortor ratio 1:6. (S.I.NO5(I) (e)/P-20)
|  | Qty same as Item No.2 |  |  |  |  | 152 | @ | 12674.36 | % Cft | Rs. | 19265.0272
10 | Two coat of bitumen laid hot using 34lbs for % Sft over roof and blinded with cement sand @ one Cft per % Sft (S.I No. 13/P- 34)
|  | Qty same as Item No.9 |  |  |  | = | 92 | @ | 1887.4 | % Sft | Rs. | 1736.408
14 | Laying floor of approved white glazed tiles 1/4" thick in white cement 1:2 over 3/4" thick cement mortar 1:2 complete (S.I No.24/P-42)
| Lav: | 1x2x4.00x4.00 |  |  |  | = | 32 | @ | 27678.86 | % Sft | Rs. | 8857.2352
| " " | 1x2x3.25x0.37x3.00 |  |  |  | = | 7
| Piller | 1x4x0.75x0.75x3.00 |  |  |  | = | 7
15 | White glazed tiles 1/4" thick dado jointed in white cement & laid over 1:2 cement sand motar 3/4" thick i/c finishing (S.I No. 37/P-44)
|  | 2x2x(4.00+4.00)x4.00 |  |  |  | = | 128 | @ | 28253.61 | % Sft | Rs. | 36164.6208
10 | Laying floor of approved white glazed tiles 1/4" thick in white cement 1:2 over 3/4" thick cement mortar 1:2 complete (S.I No.24/P-42)
| Lav: i/s | 1x3x4.00x5.50 |  |  |  | = | 66
| " | 1x2x4.00x4.75 |  |  |  | = | 38
| Door | 1x5x2.25x0.75x1.50 |  |  |  | = | 13
| Lav: open side | 1x9.24x6.00 |  |  |  | = | 56
| " " | 1x18.75x9.75 |  |  |  | = | 183
| Lav: f/s | 1x25.25x4.50 |  |  |  | = | 114
[7 empty] | 470 | @ | 27678.86 | %Cft | Rs. | 130090.642
[9 empty] | Total:- |  | Rs. | 130090.642
ASSISTANT ENGINEER
EDUCATION WORKS SUB-DIVISION
T.A.Zaidi |  |  |  |  | TALUKA QASIMABAD
DISTRICT OFFICER,
EDUCATI ON WORKS (W&S),
HYDERABAD.
DEPUTY DISTRICT OFFICER,
EDUCATION WORKS (W&S),
CITY HYDERABAD..
SUB-ENGINEER
EDUCATION WORKS (W&S),
HYDERABAD CITY.
DISTRICT OFFICER,
EDUCATI ON WORKS (W&S),
HYDERABAD.
DEPUTY DISTRICT OFFICER,
EDUCATION WORKS (W&S),
CITY HYDERABAD.
SUB-ENGINEER
EDUCATION WORKS (W&S).
CITY HYDERABAD..
DISTRICT OFFICER,
EDUCATI ON WORKS (W&S),
HYDERABAD.
DEPUTY DISTRICT OFFICER,
EDUCATION WORKS (W&S),
CITY HYDERABAD..
SUB-ENGINEER
EDUCATION WORKS (W&S),
HYDERABAD CITY.
DISTRICT OFFICER,
EDUCATI ON WORKS (W&S),
HYDERABAD.
DEPUTY DISTRICT OFFICER,
EDUCATION WORKS (W&S),
CITY HYDERABAD.
SUB-ENGINEER
EDUCATION WORKS (W&S).
CITY HYDERABAD..
DISTRICT OFFICER,
EDUCATI ON WORKS (W&S),
HYDERABAD.
DEPUTY DISTRICT OFFICER,
EDUCATION WORKS (W&S),
CITY HYDERABAD..
SUB-ENGINEER
EDUCATION WORKS (W&S),
HYDERABAD CITY.
DISTRICT OFFICER,
EDUCATI ON WORKS (W&S),
HYDERABAD.
DEPUTY DISTRICT OFFICER,
EDUCATION WORKS (W&S),
CITY HYDERABAD.
SUB-ENGINEER
EDUCATION WORKS (W&S).
CITY HYDERABAD..
DISTRICT OFFICER,
EDUCATI ON WORKS (W&S),
HYDERABAD.
DEPUTY DISTRICT OFFICER,
EDUCATION WORKS (W&S),
CITY HYDERABAD..
SUB-ENGINEER
EDUCATION WORKS (W&S),
HYDERABAD CITY.
SUB-ENGINEER
EDUCATION WORKS (W&S).
CITY HYDERABAD..
DISTRICT OFFICER,
EDUCATI ON WORKS (W&S),
HYDERABAD.
DEPUTY DISTRICT OFFICER,
EDUCATION WORKS (W&S),
CITY HYDERABAD..
SUB-ENGINEER
EDUCATION WORKS (W&S),
HYDERABAD CITY.
ASSISTANT ENGINEER
EDUCATION WORKS SUB-DIVISION
TALUKA QASIMABAD.
SUB-ENGINEER
EDUCATION WORKS SUB-DIVISION
TALUKA QASIMABAD.
T.A.Zaidi
DISTRICT OFFICER,
EDUCATI ON WORKS (W&S),
HYDERABAD.
DEPUTY DISTRICT OFFICER,
EDUCATION WORKS (W&S),
CITY HYDERABAD..
SUB-ENGINEER
EDUCATION WORKS (W&S),
HYDERABAD CITY.
DISTRICT OFFICER,
EDUCATI ON WORKS (W&S),
HYDERABAD.
DEPUTY DISTRICT OFFICER,
EDUCATION WORKS (W&S),
CITY HYDERABAD..
SUB-ENGINEER
EDUCATION WORKS (W&S),
HYDERABAD CITY.
DISTRICT OFFICER,
EDUCATI ON WORKS (W&S),
HYDERABAD.
DEPUTY DISTRICT OFFICER,
EDUCATION WORKS (W&S),
CITY HYDERABAD..
SUB-ENGINEER
EDUCATION WORKS (W&S),
HYDERABAD CITY.
DISTRICT OFFICER,
EDUCATI ON WORKS (W&S),
HYDERABAD.
DEPUTY DISTRICT OFFICER,
EDUCATION WORKS (W&S),
CITY HYDERABAD.
SUB-ENGINEER
EDUCATION WORKS (W&S).
CITY HYDERABAD..
DISTRICT OFFICER,
EDUCATI ON WORKS (W&S),
HYDERABAD.
DEPUTY DISTRICT OFFICER,
EDUCATION WORKS (W&S),
CITY HYDERABAD..
SUB-ENGINEER
EDUCATION WORKS (W&S),
HYDERABAD CITY.
SUB-ENGINEER
EDUCATION WORKS (W&S).
CITY HYDERABAD..
DISTRICT OFFICER,
EDUCATI ON WORKS (W&S),
HYDERABAD.
DEPUTY DISTRICT OFFICER,
EDUCATION WORKS (W&S),
CITY HYDERABAD..
SUB-ENGINEER
EDUCATION WORKS (W&S),
HYDERABAD CITY.
ASSISTANT ENGINEER
EDUCATION WORKS SUB-DIVISION
TALUKA QASIMABAD.
SUB-ENGINEER
EDUCATION WORKS SUB-DIVISION
TALUKA QASIMABAD.
DISTRICT OFFICER,
EDUCATI ON WORKS (W&S),
HYDERABAD.
DEPUTY DISTRICT OFFICER,
EDUCATION WORKS (W&S),
CITY HYDERABAD..
SUB-ENGINEER
EDUCATION WORKS (W&S),
HYDERABAD CITY.
DISTRICT OFFICER,
EDUCATI ON WORKS (W&S),
HYDERABAD.
DEPUTY DISTRICT OFFICER,
EDUCATION WORKS (W&S),
CITY HYDERABAD..
SUB-ENGINEER
EDUCATION WORKS (W&S),
HYDERABAD CITY.

## Carriage C.W
MATERIAL CUM CARTAGE STATEMENT.
| NAME OF WORK: | Maintenance & Repair to Government Girls Primary School Noor Khan Chang Taluka Qasimabad (Compound Wall).
S# | NAME OF ITEMS | QNTY | CEMENT |  | HILL SAND |  | STONE BALLAST |  | BAJRI/SHINGLE |  | BRICKS |  | STEEL5-Tons | PIT SAND / EARTH % CFT
|  |  | P.BAG |  | %CFT |  | %CFT |  | %CFT |  | %0 Nos:
1 | CEMENT CONCRETE 1:4:8 |  | 9.5% | --- | 48% | --- | 96% | --- | --- | --- | --- | --- | --- | ---
2 | R.C.C 1:2:4 |  | 17.6% | --- | 44% | --- | --- | --- | 88% |  | --- | --- | --- | ---
3 | FABRICATION |  | --- | --- | --- | --- | --- | --- | --- | --- | --- | --- | (T) | ---
4 | PACCA BRICK MASONRY 1:6 | 76 | 3% | 2 | 27% | 21 | --- | --- | --- | --- | 1350 | 107 | --- | ---
5 | CEMENT CONCRETE 1:3:6 |  | 12% |  | 46% |  | --- |  | 93% |  | --- | --- | --- | ---
6 | CEMENT PLASTER (1:6) ½” THICK | 1208 | 0.48% | 6 | 3.7% | 45 | --- | --- | --- | --- | --- | --- | --- | ---
7 | CEMENT PLASTER (1:4) 3/8” THICK | 1208 | 0.5% | 6 | 2.49% | 30 | --- | --- | --- | --- | --- | --- | --- | ---
8 | CEMENT PLASTER (1:3) 3/4” THICK |  | 1.25% | --- | 4.68% | --- | --- | --- | --- | --- | --- | --- | --- | ---
9 | C.C TOPPING (1:2:4) 2” THICK |  | 3% | --- | 7.4% | --- | --- | --- | 14.7% | --- | --- | --- | --- | ---
10 | C.C TOPPING (1:2:4) 3” THICK |  | 4.5% | --- | 12% | --- | --- | --- | 24% | --- | --- | --- | --- | ---
11 | DLAZED TILE / MARBLE DADO 1:2 |  | 0.88% | --- | 3% | --- | --- | --- | --- | --- | --- | --- | --- | ---
12 | GLAZED/MARBLE/ TILES 1:2(3/4)" | 72 | 1.92% | 1 | 5% | 4 | --- | --- | --- | --- | --- | --- | --- | ---
13 | DEBRIES / PIT SAND SWEET |  | --- | --- | --- | --- | --- | --- | --- | --- | --- | --- | ---
TOTAL QUANTITY |  |  |  | 15 |  | 100 | [5 empty] | 107
FOR HYDERABAD CITY |  | FROM | HYD |  | BHOLARI |  | ONGER |  | T.B.KHAN |  | T.FAZAL |  | HYD | JAMSHORO
LEAD IN MILES |  | PACCA | 6 |  | 15 |  | 23 |  | 29 |  | 16 |  | 6 | 3
|  | KATCHA | 0 |  | 0 |  | 0 |  | 0 |  | 0 |  | 0 | 0
RATE AS PER SCHEDULE OF CARRIAGE(PART-IV, FIFTH EDITION-2004,),PUBLICATION NO:37
(A) PACCA. IST: MILE |  | RS: | 6.1 |  | 407 |  | 407 |  | 407 |  | 325.6 |  | 407 | 407
2ND: MILE |  | RS: | 1.43 |  | 95.52 |  | 95.52 |  | 95.52 |  | 76.4 |  | 95.52 | 95.52
3RD: MILE |  | RS: | -- |  | 76.89 |  | 76.89 |  | 76.89 |  | 61.51 |  | 76.89 | 76.89
4TH: MILE |  | RS: | -- |  | 70.45 |  | 70.45 |  | 70.45 |  | 56.36 |  | 70.45
5TH: MILE |  | RS: | -- |  | 64.43 |  | 64.43 |  | 64.43 |  | 51.54 |  | 64.43
6TH: MILE |  | RS; | -- |  | 57.67 |  | 57.67 |  | 57.67 |  | 46.13 |  | 57.67
(A) TOTAL |  | RS: | 7.53 |  | 771.96 |  | 771.96 |  | 771.96 |  | 617.54 |  | 771.96 | 579.41
(B) 7TH: & SUBSEQUENT MILES |  |  | 4 X 0.60 = 2.40 |  | 9 X 32.56 = 293.04 |  | 17 X 32.56=553.52 |  | 23 X 32.56 =748.88 |  | 10 X 26.05 =260.50 |  | 0 X 32.56 | 0 X32.56
TOTAL OF RATES (A+B) |  |  | 9.93 |  | 1065 |  | 1325.48 |  | 1520.84 |  | 878.04 |  | 771.96 | 579.41
TOTAL AMOUNR IN RS: |  |  | 149 |  | 160 | [5 empty] | 94
| SUB-ENGINEER |  |  | ASSISTANT ENGINEER
EDUCATION WORKS SUB-DIVISION
|  |  |  | TALUKA QASIMABAD | [5 empty] | TOTAL RS: |  | 403
T.A.Zaidi

## C.W Schedule-B
*! Schedule - B !*
NAME OF WORK: |  |  | Maintenance & Repair to Government Girls Primary School Noor Khan Chang Taluka Qasimabad (Compound Wall).
S # | DESCRIPTION |  |  | QUANTITY |  |  |  | RATE |  | UNIT | AMOUNT
1 | Pacca brick work in other then building i/c stricking of joints cement sand ratio 1:6 (S.I No. 7(I) (e)/P-21)
[7 empty] | 76 | @ | 12346.65 | % Cft | Rs. | 9383.454
2 | Cement plaster 1: 6 upto 20" hiehgt 1/2" thick (S.I No.13 /P-51)
[7 empty] | 1208 | @ | 2206.6 | % Sft | Rs. | 26655.728
3 | Cement plaster 1: 4 upto 20" hiehgt 1/2" thick (S.I No.13 /P-51)
[7 empty] | 1208 | @ | 2197.52 | % Sft | Rs. | 26546.0416
4 | P/laying" HALA" or patren tiles glazed (8"x8"x 1/4") on floor or wall facing in required patren of STILE specification jointed in white cement & pigment over a base of 1:2 grey cement mortor 3/4" thick I/C washing & filling of joints with sulury of white cements and pigment in desire shape with finishing clieaning and cost of wax polish etc complete i/c cutting tiles to proper profile (S.I No.62/P-47)
[7 empty] | 72 | @ | 34520.31 | % Sft | Rs. | 24854.6232
[9 empty] | Total:- |  | Rs. | 87439.8468
1 | Removing doors with chowkhats.(S.I.NO:33(a)/P-13)
|  | 2-Nos: |  |  |  | = | 2 | @ | 142.18 | Each | Rs. | 284.36
2 | Cement plaster 1: 6 upto 20" hiehgt 1/2" thick (S.I No.13 /P-51)
|  | 1x2x(10.50+5.50+10.50)x8.00 |  |  |  | = | 424
| Chajja | 1x2x11.50x1.50 |  |  |  | = | 35
| O.H.W.Tank | 1x2x(5.50+5.50)x4.00 |  |  |  | = | 88
| i/s | 1x2x(4.00+4.00)x4.00 |  |  |  | = | 64
611
Deduction.
| Door | 1x2x2.50x1.50 |  |  |  | = | 8
| Ventilator | 1x2x2.00x1.50 |  |  |  | = | 6
14
| Net | Qty: 611.00 (-) 14.00 |  |  |  | = | 597 | @ | 2206.6 | % Sft | Rs. | 13173.402
3 | Cement plaster 1: 4 upto 20" hiehgt 1/2" thick (S.I No.13 /P-51)
|  | Qty same as Item No.2 |  |  |  | = | 597 | @ | 2197.52 | % Sft | Rs. | 13119.1944
4 | P/F G.I Frames / chowkats of size 7" x2" or 4-1/2"x3" for Door& windows using 20-guage G.I sheets I./C walded hings and fixing at site with neccesary hold fasts, filling with cement sand sulury of ratio 1:6 and reparing the james. The cost of also I/C all carage tools and plants used in making and fixing. (S.I.NO:28/P-92).
A | Door Chowkhats
|  | 1x2x2x7.00 |  |  |  | = | 28
|  | 1x2x1x2.17 |  |  |  | = | 4
[7 empty] | 32 | @ | 228.9 | P.Rft | Rs. | 7324.8
5 | First class deodar wood wrought joinery in doors & winbdows etc fixed in posoition i/c chowkhat holds fasts hinghs iron tower bolts cleats handlkes cords with hooks etc.Deodar wood panelled or panlelled glaszed or fully glazed 1-3/4" thick.(S.I.NO 07 P/-57)
Only Shutter
|  | 2x2.17x6.75 |  |  |  | = | 29
| Vent: | 2x1.67x1.17 |  |  |  | = | 4
[7 empty] | 33 | @ | 902.93 | P.Rft | Rs. | 29796.69
6 | P/L 3" Thick TOPPING cement concrete (1:2:4) i/c surface finshuing &divising into pannels. (S.I.NO:16 /P-41 )
| Over Roof | 1x11.50x7.50 |  |  |  | = | 86 | @ | 3275.5 | % Sft | Rs. | 2816.93
7 | Primary coat of chalk under distember (S.I No. 23 /P- 55)
|  | Qty same as Item No.3 |  |  |  | = | 597
| Lav: i/s | 1x2x2x(3.67+3.67)x4.00 |  |  |  | = | 117
|  | 1x2x3.67x3.67 |  |  |  | = | 27
741
Deduction.
| O.H.W.Tank | 1x2x(4.00+4.00)x4.00 |  |  |  | = | 64
| Net | Qty: 741.00 (-) 64.00 |  |  |  | = | 677 | @ | 442.75 | % Sft | Rs. | 2997.4175
8 | Distembering 3-coat (S.I No. 24 /P-59)
|  | Qty same as Item No.7 |  |  |  |  | 677 | @ | 1079.65 | %Sft | Rs. | 7309.2305
9 | Painting NEW surface painting of Door & Window any type i/c edge (3-coats) (S.I.NO: 5/P-68)
|  | 1x2x2x2.50x6.75 |  |  |  | = | 68
| Ventilator | 1x2x2x2.00x1.50 |  |  |  | = | 12
[7 empty] | 80 | @ | 2116.41 | %Sft | Rs. | 1693.128
[9 empty] | Total:- |  | Rs. | 78515.1524
| Net | Qty: 183.00 (-) 31.00 |  |  |  | = | 152 | @ | 1285.63 | % Cft | Rs. | 1954.1576
3 | Pacca brick work in foundation & plinth in cement sand mortor ratio 1:6 (S.I.NO:# 4 (e) /P-20)
| Lav: l/w | 1x2x10.25x0.75x1.50 |  |  |  | = | 23
| Lav: s/w | 1x3x4.00x0.75x1.50 |  |  |  | = | 14
| Steps | 1x4x(4.0+23.0+2.0+1.0)x0.50 |  |  |  | = | 20
[7 empty] | 57 | @ | 11948.36 | % Cft | Rs. | 6810.5652
4 | R.C.C work i/c all labour and material except the cost of steel reinforcement for cement concrete i/c cutting bending which will be paid separately .This ratel also i/call kinds of moulds liftinbg shuttering curing rendering infinishing the exposed surface a) R.C.C work in roof slab beams coloumns raft lintels & other structural membors laid in situ in poistion complete ratio 1:2:4.(S.I.NO: 6/P-16)
| P.Beam | 1x2x10.25x0.75x1.00 |  |  |  | = | 15
| " s/w | 1x3x4.00x0.75x1.00 |  |  |  | = | 9
| Lintel | 1x10.25x0.75x0.75 |  |  |  | = | 6
| Slab | 1x12.25x7.50x0.42 |  |  |  | = | 39
| O.H.W.Tank | 1x5.50x5.50x0.50 |  |  |  | = | 15
| " Wall | 1x2x(5.50+4.00)x0.50x3.50 |  |  |  | = | 33
| Top Slab | 1x6.00x6.00x0.42 |  |  |  | = | 15
[7 empty] | 132 | @ | 337 | P.Cft | Rs. | 44484
5 | Fabrication of mild steel reinforcement for bending cutting binding & laying making joints & fastening i/c cost of binding wire & also i/c removal of rust from bars.(S.I.NO.7/P-19)
| Quantity RCC | 132.00 x 5.00
|  | 112 |  |  |  | = | 5.89 | @ | 5001.7 | P.Cwt | Rs. | 29460.013
6 | Pacca brick work in G,FLOOR in i/c stricking of joints in cement sand mortor ratio 1:6. (S.I.NO5(I) (e)/P-20)
|  | Qty same as Item No.2 |  |  |  |  | 152 | @ | 12674.36 | % Cft | Rs. | 19265.0272
10 | Two coat of bitumen laid hot using 34lbs for % Sft over roof and blinded with cement sand @ one Cft per % Sft (S.I No. 13/P- 34)
|  | Qty same as Item No.9 |  |  |  | = | 92 | @ | 1887.4 | % Sft | Rs. | 1736.408
14 | Laying floor of approved white glazed tiles 1/4" thick in white cement 1:2 over 3/4" thick cement mortar 1:2 complete (S.I No.24/P-42)
| Lav: | 1x2x4.00x4.00 |  |  |  | = | 32 | @ | 27678.86 | % Sft | Rs. | 8857.2352
| " " | 1x2x3.25x0.37x3.00 |  |  |  | = | 7
| Piller | 1x4x0.75x0.75x3.00 |  |  |  | = | 7
15 | White glazed tiles 1/4" thick dado jointed in white cement & laid over 1:2 cement sand motar 3/4" thick i/c finishing (S.I No. 37/P-44)
|  | 2x2x(4.00+4.00)x4.00 |  |  |  | = | 128 | @ | 28253.61 | % Sft | Rs. | 36164.6208
10 | Laying floor of approved white glazed tiles 1/4" thick in white cement 1:2 over 3/4" thick cement mortar 1:2 complete (S.I No.24/P-42)
| Lav: i/s | 1x3x4.00x5.50 |  |  |  | = | 66
| " | 1x2x4.00x4.75 |  |  |  | = | 38
| Door | 1x5x2.25x0.75x1.50 |  |  |  | = | 13
| Lav: open side | 1x9.24x6.00 |  |  |  | = | 56
| " " | 1x18.75x9.75 |  |  |  | = | 183
| Lav: f/s | 1x25.25x4.50 |  |  |  | = | 114
[7 empty] | 470 | @ | 27678.86 | %Cft | Rs. | 130090.642
[9 empty] | Total:- |  | Rs. | 130090.642
ASSISTANT ENGINEER
EDUCATION WORKS SUB-DIVISION
T.A.Zaidi |  |  |  |  | TALUKA QASIMABAD
DISTRICT OFFICER,
EDUCATI ON WORKS (W&S),
HYDERABAD.
DEPUTY DISTRICT OFFICER,
EDUCATION WORKS (W&S),
CITY HYDERABAD..
SUB-ENGINEER
EDUCATION WORKS (W&S),
HYDERABAD CITY.
DISTRICT OFFICER,
EDUCATI ON WORKS (W&S),
HYDERABAD.
DEPUTY DISTRICT OFFICER,
EDUCATION WORKS (W&S),
CITY HYDERABAD.
SUB-ENGINEER
EDUCATION WORKS (W&S).
CITY HYDERABAD..
DISTRICT OFFICER,
EDUCATI ON WORKS (W&S),
HYDERABAD.
DEPUTY DISTRICT OFFICER,
EDUCATION WORKS (W&S),
CITY HYDERABAD..
SUB-ENGINEER
EDUCATION WORKS (W&S),
HYDERABAD CITY.
DISTRICT OFFICER,
EDUCATI ON WORKS (W&S),
HYDERABAD.
DEPUTY DISTRICT OFFICER,
EDUCATION WORKS (W&S),
CITY HYDERABAD.
SUB-ENGINEER
EDUCATION WORKS (W&S).
CITY HYDERABAD..
DISTRICT OFFICER,
EDUCATI ON WORKS (W&S),
HYDERABAD.
DEPUTY DISTRICT OFFICER,
EDUCATION WORKS (W&S),
CITY HYDERABAD..
SUB-ENGINEER
EDUCATION WORKS (W&S),
HYDERABAD CITY.
DISTRICT OFFICER,
EDUCATI ON WORKS (W&S),
HYDERABAD.
DEPUTY DISTRICT OFFICER,
EDUCATION WORKS (W&S),
CITY HYDERABAD.
SUB-ENGINEER
EDUCATION WORKS (W&S).
CITY HYDERABAD..
DISTRICT OFFICER,
EDUCATI ON WORKS (W&S),
HYDERABAD.
DEPUTY DISTRICT OFFICER,
EDUCATION WORKS (W&S),
CITY HYDERABAD..
SUB-ENGINEER
EDUCATION WORKS (W&S),
HYDERABAD CITY.
SUB-ENGINEER
EDUCATION WORKS (W&S).
CITY HYDERABAD..
DISTRICT OFFICER,
EDUCATI ON WORKS (W&S),
HYDERABAD.
DEPUTY DISTRICT OFFICER,
EDUCATION WORKS (W&S),
CITY HYDERABAD..
SUB-ENGINEER
EDUCATION WORKS (W&S),
HYDERABAD CITY.
ASSISTANT ENGINEER
EDUCATION WORKS SUB-DIVISION
TALUKA QASIMABAD.
SUB-ENGINEER
EDUCATION WORKS SUB-DIVISION
TALUKA QASIMABAD.
T.A.Zaidi
DISTRICT OFFICER,
EDUCATI ON WORKS (W&S),
HYDERABAD.
DEPUTY DISTRICT OFFICER,
EDUCATION WORKS (W&S),
CITY HYDERABAD..
SUB-ENGINEER
EDUCATION WORKS (W&S),
HYDERABAD CITY.
DISTRICT OFFICER,
EDUCATI ON WORKS (W&S),
HYDERABAD.
DEPUTY DISTRICT OFFICER,
EDUCATION WORKS (W&S),
CITY HYDERABAD..
SUB-ENGINEER
EDUCATION WORKS (W&S),
HYDERABAD CITY.

## Lav Schedule-B
*! Schedule - B !*
NAME OF WORK: |  |  | Maintenance & Repair to Government Girls Primary School Noor Khan Chang Taluka Qasimabad (Lavatory Block).
S # | DESCRIPTION |  |  | QUANTITY |  |  |  | RATE |  | UNIT | AMOUNT
1 | Dismantling cement concrete reinforced separating R.C.C work from concrete cleaning & straightening the same.(S.I.NO:19(e)/P-10)
[7 empty] | 51 | @ | 5445 | % Cft | Rs. | 2776.95
2 | Dismantling brick work in lime or cement mortor (S.I.NO:13/P-10)
[7 empty] | 152 | @ | 1285.63 | % Cft | Rs. | 1954.1576
3 | Pacca brick work in foundation & plinth in cement sand mortor ratio 1:6 (S.I.NO:# 4 (e) /P-20)
[7 empty] | 57 | @ | 11948.36 | % Cft | Rs. | 6810.5652
4 | R.C.C work i/c all labour and material except the cost of steel reinforcement for cement concrete i/c cutting bending which will be paid separately .This ratel also i/call kinds of moulds liftinbg shuttering curing rendering infinishing the exposed surface a) R.C.C work in roof slab beams coloumns raft lintels & other structural membors laid in situ in poistion complete ratio 1:2:4.(S.I.NO: 6/P-16)
[7 empty] | 132 | @ | 337 | P.Cft | Rs. | 44484
5 | Fabrication of mild steel reinforcement for bending cutting binding & laying making joints & fastening i/c cost of binding wire & also i/c removal of rust from bars.(S.I.NO.7/P-19)
[7 empty] | 5.89 | @ | 5001.7 | P.Cwt | Rs. | 29460.013
6 | Pacca brick work in G,FLOOR in i/c stricking of joints in cement sand mortor ratio 1:6. (S.I.NO5(I) (e)/P-20)
[7 empty] | 152 | @ | 12674.36 | % Cft | Rs. | 19265.0272
7 | Pacca brick work in other then building i/c stricking of joints cement sand ratio 1:6 (S.I No. 7(I) (e)/P-21)
[7 empty] | 48 | @ | 12346.65 | % Cft | Rs. | 5926.392
8 | P/F G.I Frames / chowkats of size 7" x2" or 4-1/2"x3" for Door& windows using 20-guage G.I sheets I./C walded hings and fixing at site with neccesary hold fasts, filling with cement sand sulury of ratio 1:6 and reparing the james. The cost of also I/C all carage tools and plants used in making and fixing. (S.I.NO:28/P-92).
A | Door Chowkhats
[7 empty] | 64 | @ | 228.9 | P.Rft | Rs. | 14649.6
B | Window Chowkhats
[7 empty] | 13 | @ | 240.5 | P.Rft | Rs. | 3126.5
9 | First class deodar wood wrought joinery in doors & winbdows etc fixed in posoition i/c chowkhat holds fasts hinghs iron tower bolts cleats handlkes cords with hooks etc.Deodar wood panelled or panlelled glaszed or fully glazed 1-3/4" thick.(S.I.NO 07 P/-57)
[7 empty] | 63 | @ | 902.93 | P.Rft | Rs. | 56884.59
10 | P/L 3" Thick TOPPING cement concrete (1:2:4) i/c surface finshuing &divising into pannels (S.I.NO:16 /P-41 )
[7 empty] | 164 | @ | 3275.5 | % Sft | Rs. | 5371.82
11 | Two coat of bitumen laid hot using 34lbs for % Sft over roof and blinded with cement sand @ one Cft per % Sft (S.I No. 13/P- 34)
[7 empty] | 92 | @ | 1887.4 | % Sft | Rs. | 1736.408
12 | Cement plaster 1: 6 upto 20" hiehgt 1/2" thick (S.I No.13 /P-51)
[7 empty] | 546 | @ | 2206.6 | % Sft | Rs. | 12048.036
13 | Cement plaster 1: 4 upto 20" hiehgt 1/2" thick (S.I No.13 /P-51)
[6 empty] | = | 417 | @ | 2197.52 | % Sft | Rs. | 9163.6584
14 | Cement concrete brick or stone ballaste 1 1/2" to 2" guage ratio 1:4:8 (S.I.NO:4/ (b) P-14)
[7 empty] | 16 | @ | 9416.28 | % Cft | Rs. | 1506.6048
15 | Laying floor of approved white glazed tiles 1/4" thick in white cement 1:2 over 3/4" thick cement mortar 1:2 complete (S.I No.24/P-42)
[6 empty] | = | 32 | @ | 27678.86 | % Sft | Rs. | 8857.2352
16 | White glazed tiles 1/4" thick dado jointed in white cement & laid over 1:2 cement sand motar 3/4" thick i/c finishing (S.I No. 37/P-44)
[7 empty] | 108 | @ | 28253.61 | % Sft | Rs. | 30513.8988
17 | Distembering 2-coat (S.I No. 24 /P-59)
[7 empty] | 1658 | @ | 1043.9 | % Sft | Rs. | 17307.862
18 | Painting NEW surface painting of Door & Window any type i/c edge (3-coats) (S.I.NO: 5/P-68)
[7 empty] | 80 | @ | 2116.41 | %Sft | Rs. | 1693.128
[9 empty] | Total:- |  | Rs. | 273536.4462
1 | Removing doors with chowkhats.(S.I.NO:33(a)/P-13)
|  | 2-Nos: |  |  |  | = | 2 | @ | 142.18 | Each | Rs. | 284.36
2 | Cement plaster 1: 6 upto 20" hiehgt 1/2" thick (S.I No.13 /P-51)
|  | 1x2x(10.50+5.50+10.50)x8.00 |  |  |  | = | 424
| Chajja | 1x2x11.50x1.50 |  |  |  | = | 35
| O.H.W.Tank | 1x2x(5.50+5.50)x4.00 |  |  |  | = | 88
| i/s | 1x2x(4.00+4.00)x4.00 |  |  |  | = | 64
611
Deduction.
| Door | 1x2x2.50x1.50 |  |  |  | = | 8
| Ventilator | 1x2x2.00x1.50 |  |  |  | = | 6
14
| Net | Qty: 611.00 (-) 14.00 |  |  |  | = | 597 | @ | 2206.6 | % Sft | Rs. | 13173.402
3 | Cement plaster 1: 4 upto 20" hiehgt 1/2" thick (S.I No.13 /P-51)
|  | Qty same as Item No.2 |  |  |  | = | 597 | @ | 2197.52 | % Sft | Rs. | 13119.1944
4 | P/F G.I Frames / chowkats of size 7" x2" or 4-1/2"x3" for Door& windows using 20-guage G.I sheets I./C walded hings and fixing at site with neccesary hold fasts, filling with cement sand sulury of ratio 1:6 and reparing the james. The cost of also I/C all carage tools and plants used in making and fixing. (S.I.NO:28/P-92).
A | Door Chowkhats
|  | 1x2x2x7.00 |  |  |  | = | 28
|  | 1x2x1x2.17 |  |  |  | = | 4
[7 empty] | 32 | @ | 228.9 | P.Rft | Rs. | 7324.8
5 | First class deodar wood wrought joinery in doors & winbdows etc fixed in posoition i/c chowkhat holds fasts hinghs iron tower bolts cleats handlkes cords with hooks etc.Deodar wood panelled or panlelled glaszed or fully glazed 1-3/4" thick.(S.I.NO 07 P/-57)
Only Shutter
|  | 2x2.17x6.75 |  |  |  | = | 29
| Vent: | 2x1.67x1.17 |  |  |  | = | 4
[7 empty] | 33 | @ | 902.93 | P.Rft | Rs. | 29796.69
6 | P/L 3" Thick TOPPING cement concrete (1:2:4) i/c surface finshuing &divising into pannels. (S.I.NO:16 /P-41 )
| Over Roof | 1x11.50x7.50 |  |  |  | = | 86 | @ | 3275.5 | % Sft | Rs. | 2816.93
7 | Primary coat of chalk under distember (S.I No. 23 /P- 55)
|  | Qty same as Item No.3 |  |  |  | = | 597
| Lav: i/s | 1x2x2x(3.67+3.67)x4.00 |  |  |  | = | 117
|  | 1x2x3.67x3.67 |  |  |  | = | 27
741
Deduction.
| O.H.W.Tank | 1x2x(4.00+4.00)x4.00 |  |  |  | = | 64
| Net | Qty: 741.00 (-) 64.00 |  |  |  | = | 677 | @ | 442.75 | % Sft | Rs. | 2997.4175
8 | Distembering 3-coat (S.I No. 24 /P-59)
|  | Qty same as Item No.7 |  |  |  |  | 677 | @ | 1079.65 | %Sft | Rs. | 7309.2305
9 | Painting NEW surface painting of Door & Window any type i/c edge (3-coats) (S.I.NO: 5/P-68)
|  | 1x2x2x2.50x6.75 |  |  |  | = | 68
| Ventilator | 1x2x2x2.00x1.50 |  |  |  | = | 12
[7 empty] | 80 | @ | 2116.41 | %Sft | Rs. | 1693.128
[9 empty] | Total:- |  | Rs. | 78515.1524
| Net | Qty: 183.00 (-) 31.00 |  |  |  | = | 152 | @ | 1285.63 | % Cft | Rs. | 1954.1576
3 | Pacca brick work in foundation & plinth in cement sand mortor ratio 1:6 (S.I.NO:# 4 (e) /P-20)
| Lav: l/w | 1x2x10.25x0.75x1.50 |  |  |  | = | 23
| Lav: s/w | 1x3x4.00x0.75x1.50 |  |  |  | = | 14
| Steps | 1x4x(4.0+23.0+2.0+1.0)x0.50 |  |  |  | = | 20
[7 empty] | 57 | @ | 11948.36 | % Cft | Rs. | 6810.5652
4 | R.C.C work i/c all labour and material except the cost of steel reinforcement for cement concrete i/c cutting bending which will be paid separately .This ratel also i/call kinds of moulds liftinbg shuttering curing rendering infinishing the exposed surface a) R.C.C work in roof slab beams coloumns raft lintels & other structural membors laid in situ in poistion complete ratio 1:2:4.(S.I.NO: 6/P-16)
| P.Beam | 1x2x10.25x0.75x1.00 |  |  |  | = | 15
| " s/w | 1x3x4.00x0.75x1.00 |  |  |  | = | 9
| Lintel | 1x10.25x0.75x0.75 |  |  |  | = | 6
| Slab | 1x12.25x7.50x0.42 |  |  |  | = | 39
| O.H.W.Tank | 1x5.50x5.50x0.50 |  |  |  | = | 15
| " Wall | 1x2x(5.50+4.00)x0.50x3.50 |  |  |  | = | 33
| Top Slab | 1x6.00x6.00x0.42 |  |  |  | = | 15
[7 empty] | 132 | @ | 337 | P.Cft | Rs. | 44484
5 | Fabrication of mild steel reinforcement for bending cutting binding & laying making joints & fastening i/c cost of binding wire & also i/c removal of rust from bars.(S.I.NO.7/P-19)
| Quantity RCC | 132.00 x 5.00
|  | 112 |  |  |  | = | 5.89 | @ | 5001.7 | P.Cwt | Rs. | 29460.013
6 | Pacca brick work in G,FLOOR in i/c stricking of joints in cement sand mortor ratio 1:6. (S.I.NO5(I) (e)/P-20)
|  | Qty same as Item No.2 |  |  |  |  | 152 | @ | 12674.36 | % Cft | Rs. | 19265.0272
10 | Two coat of bitumen laid hot using 34lbs for % Sft over roof and blinded with cement sand @ one Cft per % Sft (S.I No. 13/P- 34)
|  | Qty same as Item No.9 |  |  |  | = | 92 | @ | 1887.4 | % Sft | Rs. | 1736.408
14 | Laying floor of approved white glazed tiles 1/4" thick in white cement 1:2 over 3/4" thick cement mortar 1:2 complete (S.I No.24/P-42)
| Lav: | 1x2x4.00x4.00 |  |  |  | = | 32 | @ | 27678.86 | % Sft | Rs. | 8857.2352
| " " | 1x2x3.25x0.37x3.00 |  |  |  | = | 7
| Piller | 1x4x0.75x0.75x3.00 |  |  |  | = | 7
15 | White glazed tiles 1/4" thick dado jointed in white cement & laid over 1:2 cement sand motar 3/4" thick i/c finishing (S.I No. 37/P-44)
|  | 2x2x(4.00+4.00)x4.00 |  |  |  | = | 128 | @ | 28253.61 | % Sft | Rs. | 36164.6208
10 | Laying floor of approved white glazed tiles 1/4" thick in white cement 1:2 over 3/4" thick cement mortar 1:2 complete (S.I No.24/P-42)
| Lav: i/s | 1x3x4.00x5.50 |  |  |  | = | 66
| " | 1x2x4.00x4.75 |  |  |  | = | 38
| Door | 1x5x2.25x0.75x1.50 |  |  |  | = | 13
| Lav: open side | 1x9.24x6.00 |  |  |  | = | 56
| " " | 1x18.75x9.75 |  |  |  | = | 183
| Lav: f/s | 1x25.25x4.50 |  |  |  | = | 114
[7 empty] | 470 | @ | 27678.86 | %Cft | Rs. | 130090.642
[9 empty] | Total:- |  | Rs. | 130090.642
ASSISTANT ENGINEER
EDUCATION WORKS SUB-DIVISION
T.A.Zaidi |  |  |  |  | TALUKA QASIMABAD
DISTRICT OFFICER,
EDUCATI ON WORKS (W&S),
HYDERABAD.
DEPUTY DISTRICT OFFICER,
EDUCATION WORKS (W&S),
CITY HYDERABAD..
SUB-ENGINEER
EDUCATION WORKS (W&S),
HYDERABAD CITY.
DISTRICT OFFICER,
EDUCATI ON WORKS (W&S),
HYDERABAD.
DEPUTY DISTRICT OFFICER,
EDUCATION WORKS (W&S),
CITY HYDERABAD.
SUB-ENGINEER
EDUCATION WORKS (W&S).
CITY HYDERABAD..
DISTRICT OFFICER,
EDUCATI ON WORKS (W&S),
HYDERABAD.
DEPUTY DISTRICT OFFICER,
EDUCATION WORKS (W&S),
CITY HYDERABAD..
SUB-ENGINEER
EDUCATION WORKS (W&S),
HYDERABAD CITY.
DISTRICT OFFICER,
EDUCATI ON WORKS (W&S),
HYDERABAD.
DEPUTY DISTRICT OFFICER,
EDUCATION WORKS (W&S),
CITY HYDERABAD.
SUB-ENGINEER
EDUCATION WORKS (W&S).
CITY HYDERABAD..
DISTRICT OFFICER,
EDUCATI ON WORKS (W&S),
HYDERABAD.
DEPUTY DISTRICT OFFICER,
EDUCATION WORKS (W&S),
CITY HYDERABAD..
SUB-ENGINEER
EDUCATION WORKS (W&S),
HYDERABAD CITY.
DISTRICT OFFICER,
EDUCATI ON WORKS (W&S),
HYDERABAD.
DEPUTY DISTRICT OFFICER,
EDUCATION WORKS (W&S),
CITY HYDERABAD.
SUB-ENGINEER
EDUCATION WORKS (W&S).
CITY HYDERABAD..
DISTRICT OFFICER,
EDUCATI ON WORKS (W&S),
HYDERABAD.
DEPUTY DISTRICT OFFICER,
EDUCATION WORKS (W&S),
CITY HYDERABAD..
SUB-ENGINEER
EDUCATION WORKS (W&S),
HYDERABAD CITY.
SUB-ENGINEER
EDUCATION WORKS (W&S).
CITY HYDERABAD..
DISTRICT OFFICER,
EDUCATI ON WORKS (W&S),
HYDERABAD.
DEPUTY DISTRICT OFFICER,
EDUCATION WORKS (W&S),
CITY HYDERABAD..
SUB-ENGINEER
EDUCATION WORKS (W&S),
HYDERABAD CITY.
ASSISTANT ENGINEER
EDUCATION WORKS SUB-DIVISION
TALUKA QASIMABAD.
SUB-ENGINEER
EDUCATION WORKS SUB-DIVISION
TALUKA QASIMABAD.
T.A.Zaidi
DISTRICT OFFICER,
EDUCATI ON WORKS (W&S),
HYDERABAD.
DEPUTY DISTRICT OFFICER,
EDUCATION WORKS (W&S),
CITY HYDERABAD..
SUB-ENGINEER
EDUCATION WORKS (W&S),
HYDERABAD CITY.
DISTRICT OFFICER,
EDUCATI ON WORKS (W&S),
HYDERABAD.
DEPUTY DISTRICT OFFICER,
EDUCATION WORKS (W&S),
CITY HYDERABAD..
SUB-ENGINEER
EDUCATION WORKS (W&S),
HYDERABAD CITY.

## Map.
Government Girls Primary School Noor Khan Chang Taluka Qasimabad
4x4
Damage Lav:
4x5
[6 empty] | Pama Class Room |  | Class Room
Lav:
Lav:
Houses
[8 empty] | Class Room | Houses
Class Room
Main Gate
Road Side
ASSISTANT ENGINEER
EDUCATION WORKS SUB-DIVISION
TALUKA QASIMABAD.
ASSISTANT ENGINEER