## Face Sheet
OFFICE OF THE EXECUTIVE ENGINEER BUILDING-II WORKS & SERVICES DEPARTMENT KARACHI.
REVISED DETAILED WORKING ESTIMATE
F A C E S H E E T.
F U N D H E A D:- | = | WORKS & SERVICES DEPARTMENT
M A J O R H E A D- | =
M I N O R H E A D:- | =
SERVICE H E A D:- | =
DEPARTMENT HEAD:- | ESTABLISHMENT OF CARDIAC EMERGENCY
CENTRE AT BALDIA TOWN KARACHI.
( BALANCE WORK OF MAIN BUILDING IN/C COMPOUND WALL, CATEGORY-V, CATEGORY-IV, CATEGORY-III FLATS, UG-TANKS, IN/C INTERNAL & EXTERNAL W/S & S/F)
This estimate has been framed in the office of the executive Engineer Building-II (W&S) Department Karachi for the probable expenditure that work will be incurred in the financial year
| Amounting to Rs:- | 123.5666 | Million.
SPECIFICATION.
The work will be carried out as per PWD specification through Government approveed contractor.

## Detail Sheet
FINANCIAL REVIEW
Establishment of Cardiac Emergency Centre in Baldia Town Karachi.
S.No. | Name Of Building |  | Cost Of Each Unit In RS. | No. Of Unit Required |  | Total Cost In RS. | Remarks
Total Revised PC-1 Cost 325.918 (Millions)
A) | NON RESIDENTIAL BUILDING
1 | Main Building (Cardiac Emergency) |  | 168330562.02 | 1 | No. | 168330562.02
2 | RCC Ramp |  | 5792615 | 1 | No. | 5792615
3 | Garrage |  | 633158 | 4 | No. | 2532632
4 | Generator Room |  | 838548 | 1 | No. | 838548
5 | K.E.S.C Sub Station |  | 1161581 | 1 | No. | 1161581
6 | Kitchen Block |  | 3493280 | 1 | No. | 3493280
|  |  |  | Total - A |  | 182149218.02
B) | RESIDENTIAL PORTION
1 | Category Vth Type Flat |  | 3776711 | 2 | Units | 7553422
2 | Category IVth Type Flat |  | 6218580.08 | 2 | Units | 12437160.16
3 | Category IIIth Type Flat |  | 0 | 2 | Units | 21424835
|  |  |  | Total - B |  | 41415417.16
C) | Add Cost of UG & OH Tank |  |  |  |  | 6537500
|  |  |  | Total - C |  | 6537500
D) | CONST. OF COMPOUND WALL |  | 6368195 | 1 | No. | 6368195
|  |  |  | Total - D |  | 6368195
|  |  |  | TOTAL A+B+C+D |  | 236470330.18
i | Add : 15.0% | External Development on total and (A+B) |  |  |  | 35470549.65
ii | Add : | For Consultancy charges Architectura; Drawing with structural Design & drawing Soil testing. (fixed as per) |  |  |  | 2420500
iii | Add : 1.0% | for contigency |  |  |  | 2364703
|  |  |  | Total |  | 276726082.83
|  |  |  | G. Total |  | 276726082.83 | (M)
|  |  |  | Say (Million) |  | 276.726 | (M)
x | Add : 8.045 | Millions for Escalation as per Seprate Sheet attached |  |  |  | 8.045 | (M)
|  |  | Total PC-1 Components taken |  |  | 284.771 | (M)
|  |  | Already Incured Expenditure |  |  | 140.469 | (M)
|  |  | Remaining |  |  | 144.302 | (M)
SUB ENGINEER. |  | ASSITANT ENGINEER |  |  | EXECUTIVE ENGINEER
|  | BUILDING GADAP TOWN |  |  | BUILDING -II W&S DEPARTMENT
|  | KARACHI. |  |  | KARACHI.

## summary (hidden)
S U M M A R Y O F C O S T.
NAME OF WORK :- |  | Name of Work: Establishment of Cardiac Emergency Centre in Baldia Town, Karachi ( Remaining Balance Work of Main Building in/c Compound Wall, Category-V, Category-IV, Category-III Flats, UG-Tanks, In/c Internal & External W/S & S/F)
PART-A MAIN BUILDING
| a) | Schedule Items. |  | Rs:- | 32623566.419
| b) | Less 20% Below on Item No. 10 & 11 | (-) | Rs:- | 3758402.4
|  | Total |  | Rs:- | 28865164.019
PART-B GARRAGE
| a) | Schedule Items. |  | Rs:- | 984082.2206
| b) | Less 20% Below on Item No.13 | (-) | Rs:- | 3954.45
| c) | Add 10% Above on Item No. 4 | (+) | Rs:- | 35477.15
| d) | Add 5.06% Above of Cartage | (+) | Rs:- | 61069.72
|  | Total |  | Rs:- | 1076674.6406
PART-C GENERATOR ROOM
| a) | Schedule Items. |  | Rs:- | 1333113.5051
| b) | Add 10% Above on Item No. 4 | (+) | Rs:- | 52312.4
| c) | Add 6.03% Above of Cartage | (+) | Rs:- | 85380.46
|  | Total |  | Rs:- | 1470806.3651
PART-D KESC SUB-STATION
| a) | Schedule Items. |  | Rs:- | 1378511.1773
| b) | Add 10% Above on Item No. 4 | (+) | Rs:- | 49525.73
| c) | Add 5.88% Above of Cartage | (+) | Rs:- | 92926.57
|  | Total |  | Rs:- | 1520963.4773
PART-E KITCHEN
| a) | Schedule Items. |  | Rs:- | 3978058.386
| b) | Less 20% Below on Item No. 13,14 & 15 | (-) | Rs:- | 200003.2
| c) | Add 10% Above on Item No. 4 | (+) | Rs:- | 114135.6
| d) | Add 5.52% Above of Cartage | (+) | Rs:- | 213384.28
|  | Total |  | Rs:- | 4105575.066
RESIDENTIAL FLATS
PART-F CATEGORY V
| a) | Schedule Items. |  | Rs:- | 14122125.143
| b) | Less 20% Below on Item No. 9,10,11,12 & 13 | (-) | Rs:- | 658975.24
| c) | Add 10% Above on Item No. 1 & 7 | (+) | Rs:- | 427447.54
| d) | Add 3.95% Above of Cartage | (+) | Rs:- | 606999.04
|  | Total |  | Rs:- | 14497596.483
PART-G CATEGORY IV
| a) | Schedule Items. |  | Rs:- | 23173972.6844
| b) | Less 20% Below on Item No. 8,9,10,11 & 13 | (-) | Rs:- | 1082272.94
| c) | Add 10% Above on Item No. 1 & 7 | (+) | Rs:- | 708636.39
| d) | Add 2.70% Above of Cartage | (+) | Rs:- | 877242.38
|  | Total |  | Rs:- | 23677578.5144
PART-H CATEGORY III
| a) | Schedule Items. |  | Rs:- | 28739387.8609
| b) | Less 20% Below on Item No. 8,9,10,11 & 13 | (-) | Rs:- | 1556475
| c) | Add 10% Above on Item No. 1 & 6 | (+) | Rs:- | 861962.75
| d) | Add 2.38% Above of Cartage | (+) | Rs:- | 975361.8
|  | Total |  | Rs:- | 29020237.4109
PART-I UG TANK
| a) | Schedule Items. |  | Rs:- | 9157464.9914
| b) | Add 10% Above on Item No. 4 & 11 | (+) | Rs:- | 624607.66
| c) | Add 3.17% Above of Cartage | (+) | Rs:- | 317824
|  | Total |  | Rs:- | 10099896.6514
PART-J COMPOUND WALL
| a) | Schedule Items. |  | Rs:- | 2876711.034
| b) | Add 10% Above on Item No. 4 & 11 | (+) | Rs:- | 57271.75
| c) | Add 15% Above of Cartage | (+) | Rs:- | 448483
|  | Total |  | Rs:- | 3382465.784
PART-K PLUMBING WORK
Main Building
| a) | Schedule Items. |  | Rs:- | 3532081.43
|  | Total |  | Rs:- | 3532081.43
Category V
| b) | Schedule Items. |  | Rs:- | 723212.94
|  | Total |  | Rs:- | 723212.94
Category IV
| c) | Schedule Items. |  | Rs:- | 766524.4
|  | Total |  | Rs:- | 766524.4
Category III
| d) | Schedule Items. |  | Rs:- | 827844.84
|  | Total |  | Rs:- | 827844.84
|  | G. Total Rs:- |  | Rs. | 123566622.0217
Or.
|  | Say |  | Rs. | 123.5666 | (Million)
SUB ENGINEER. |  | ASSITANT ENGINEER |  | EXECUTIVE ENGINEER
|  | BUILDING GADAP TOWN |  | BUILDING -II W&S DEPARTMENT
|  | KARACHI. |  | KARACHI.

## FINAL ABSTRACT (hidden)
Name of Work: Establishment of Cardiac Emergency Centre in Baldia Town, Karachi ( Remaining Balance Work of Main Building in/c Compound Wall, Category-V, Category-IV, Category-III Flats, UG-Tanks, In/c Internal & External W/S & S/F)
ABSTRACT
S./# | Description of item | Quantity |  | Rate | Unit |  | Amount
(PART-A) MAIN BUILDING
1 | Providing and fixing in position doors windows and ventilators of 1st class deodar wood frames and 1-3/4" thick commercial ply veneer shutter of 1st class deodar skeletion (Hollow) and commercial ply wood (3-ply) on both side in/c: holdfast, hinges, iron tower bolts handles and cleats with cross and one mort ice lock and hook (S.I.no.58/9)(without chokhats) | 4410.6 | Sft | 1227.36 | P.Sft | = | 5413394.016 | ok
2 | Primary coat of chalk under distemper. (S.I.No.54/23) | 98239.4413 | Sft | 442.75 | %Sft | = | 434955.1261 | ok
3 | Distempering in three coats.(S.I.No.54/24) | 45415.925 | Sft | 1079.65 | %Sft | = | 490333.0343 | ok
4 | Preparing the surface and painting with plastic emulsion paint of approved make I/c rubbing the surface with sand paper, filling the voids with chalk and plaster of Paris and then painting complete (S.I No. 40A-B) (2 coats). | 49700.5225 | Sft | 1659.35 | %Sft |  | 824705.6201 | ok
5 | Preparing the surface and painting with weather coat i/c rubbing the surface with rubbing brick / sand paper filling the voids with chalk/ plaster of paris and then painting with weather coat of approved make (S.I. No.38A+B/P-56) (2Coats) | 17869.6272 | Rft | 1948.1 | %Sft |  | 348118.2075 | ok
6 | Providing & laying Porcelien tiles glazed & polished 2x2x5.16 on floor of wall facing in required colour and pattern in white cement and pigment over base of 1:2 grey Cement mortor 3/4" thick including washing and filling of the joints with salury of white cement and pigment in desired shape with finishing cleaning & cost of Wax polish i/c cutting tiles to proper profile. (R.A) | 18057.2789 | Sft | 350 | P.Sft |  | 6320047.615 | ok
7 | Supply and fixing in position aluminum channel framing for sliding window ventilators of alcop made with 5 mm thick thinned glass glazed (Belgium) and aluminum fly screen in'/c: handles stopper and locking arragement etc complete. (Deluxe model boronze)(S.I.No.108/84-b) | 8488 | Sft | 1647.69 | P.Sft |  | 13985592.72 | ok
8 | Supply and fixing in position aluminum channel framing hinges doors of Alcop made with 5 mm thick tined glass glazed (Belgium) and alpha (Japan) lock in/c: handles stopper etc (b) Deluxe model boronze)(S.I.No.108/83-b) | 3188 | Sft | 1507.66 | P.Sft |  | 4806420.08 | ok
[5 empty] | Total |  | 32623566.419
|  | Less 20% Below on Item No. 7 & 8 |  |  |  | (-) | 3758402.4
28865164.019
( PART - B )
GARRAGE
1 | Excavation in foundation of buildings bridges & other structure in/c: dagbelling dressing refilling around structure with excavated earth watering and ramming lead upto one chain and lift upto 5' (b) in ordinary soil. (S.I.No.4/18-b) | 3393.7 | Cft | 3176.25 | %0Cft |  | 10779.2396 | ok
2 | Cement concrete brick or stone ballast 1-1/2" to 2" gauge ratio 1:4:8 (S.I.No.15/4-b). | 410.505 | Cft | 9416.28 | %Cft |  | 38654.3002 | ok
3 | Fabrication of M.S reinforcement for cement concrete including cutting, bending, laying in position making joints and fastening including cost of binding wire (also includes removal of rust from bars (a) using of tor hars. (S.i.No.16/18-b) | 70.9303 | Cwt | 5001.7 | P.Cwt |  | 354771.8922 | ok
4 | R.C.C work including all labour and materials except the cost of steel reinforcement and its labour for bending and binding which will be paid separately. This Rate also include all kinds of forms: lifting shuttering curing rendering and finishing the exposed surface (i/c screening & washing of shingle). R.C. work in roof, slab, beams cols, rafts, lintels and other structural all respect ratio 1:2:4 (90-lbs) cement 2-cft sand 4-cft shingle 1/8" to 1/4" gauge (S.I.No.16/6-a).
a | Ratio 1:2:4 | 756.88 | Cft | 337 | P.Cft |  | 255068.56 | ok
b | Ratio 1:1½:3 | 114.57 | Cft | 349 | P.Cft |  | 39984.93 | ok
5 | Erection and removal of centering for RCC or plain cement concrete works of deodar wood (2nd class for partal wood vertical. (S.I.No.18/19-b-ii). | 473 | Sft | 3127.41 | %Sft |  | 14792.6493 | ok
6 | Cement concrete plain including placing compacting finishing and curing complete (including screening and washing of stone aggregate without shuttering ratio (h) 1:3:6. (S.I.No.16/5-h). | 196.295 | Cft | 12595 | %Cft |  | 24723.3553 | ok
7 | Filling watering and ramming earth under floor with surplus earth excavated from out side lead upto one chain and lift upto 5. (S.I.4/21). | 3192 | Sft | 1512.5 | %0Cft |  | 4827.9 | ok
8 | Filling watering and ramming earth under floor with new earth excavated from out side lead upto one chain and lift upto 5.( Extra Lead Upto 30 Miles) (S.I.4/22). | 324 | Sft | 19164 | %0Cft | = | 6209.136 | ok
9 | Providing and laying 1:3:6 cement concrete solid block masonry set in 1:6 cement mortar in ground floor superstructure in/c: raking out joints and curing etc complete. (S.I.No.19/24). | 418.845 | Cft | 15771.01 | %Cft |  | 66056.0868
10 | Cement Plaster (1:4) upto 12' height 3/4" thick. (S.I.No.51/11-C) . | 2273.59 | Sft | 3015.76 | %Sft |  | 68566.0178
11 | P/S Special type heaving iron gate with 2” x 2’ x 3/8” size angle iron & date by date i/c 11/2" x 11/2" latha on both sides i/c cost of errection of gates etc complete in all respect. (S. No. 91/24) | 72 | Sft | 726.72 | P.Sft |  | 52323.84
12 | Supply and fixing in position aluminum channel framing for sliding window ventilators of alcop made with 5 mm thick thinned glass glazed (Belgium) and aluminum fly screen in'/c: handles stopper and locking arragement etc complete. (Deluxe model boronze)(S.I.No.108/84-b). | 12 | Sft | 1647.69 | P.Sft |  | 19772.28
13 | P/L 2" thick c.c. topping 1:2:4 in/c: surface finishing and dividing into panels 2" thick (S.I Nop.16-c/P-42) | 59.505 | Sft | 3275.5 | %Sft |  | 1949.0863
14 | Cement concrete plain including placing compacting finishing and curing complete (including screening and washing of stone aggregate without shuttering ratio (h) 1:3:6. (S.I.No.16/5-h) | 53.46 | Cwt | 12595 | %Cft |  | 6733.287
15 | White Washing in 3 Coats (SI. No 26 (b) /P.54) | 2273.59 | Rft | 829.95 | %Sft |  | 18869.6602
| Total | [5 empty] | 984082.2206
|  | Less 20% Below on Item No.12 |  |  |  | (-) | 3954.45
980127.7706
|  | Add 10% Above on Item No. 3 |  |  |  | (+) | 35477.15
|  | Add 5.27% Above of Cartage |  |  |  | (+) | 61069.72
[7 empty] | 1076674.6406 |  | 1076674.6406
( PART -C )
GENARATOR ROOM
1 | Excavation in foundation of buildings bridges & other structure in/c: dagbelling dressing refilling around structure with excavated earth watering and ramming lead upto one chain and lift upto 5' (b) in ordinary soil. (S.I.No.4/18-b) | 5450.6 | Cft | 3176.25 | %0Cft |  | 17312.4683
2 | Cement concrete brick or stone ballast 1-1/2" to 2" gauge ratio 1:4:8 (S.I.No.14/4-b). | 687.5675 | Rft | 9416.28 | %Cft |  | 64743.281
3 | Erection and removal of centering for RCC or plain cement concrete works of deodar wood (2nd class for partal wood vertical. (S.I.No.17/19-b-ii) | 880 | Sft | 3127.41 | %Sft |  | 27521.208
4 | Cement concrete plain including placing compacting finishing and curing complete (including screening and washing of stone aggregate without shuttering ratio (h) 1:3:6. (S.I.No.15/5-h) | 294.8 | Cft | 12595 | %Cft |  | 37130.06
5 | Filling watering and ramming earth under floor with surplus earth excavated from out side lead upto one chain and lift upto 5. (S.I.4/21). | 4050 | Sft | 1512.5 | %0Cft |  | 6125.625
6 | Filling watering and ramming earth under floor with new earth excavated from out side lead upto one chain and lift upto 5.( Extra Lead Upto 30 Miles) (S.I.4/22). | 1350 | Sft | 19164 | %0Cft | = | 25871.4
7 | Fabrication of M.S reinforcement for cement concrete including cutting, bending, laying in position making joints and fastening including cost of binding wire (also includes removal of rust from bars (a) using of tor hars. (S.i.No.17/8-b) | 104.5893 | Cwt | 5001.7 | P.Cwt |  | 523124.0928
8 | R.C.C work including all labour and materials except the cost of steel reinforcement and its labour for bending and binding which will be paid separately. This Rate also include all kinds of forms: lifting shuttering curing rendering and finishing the exposed surface (i/c screening & washing of shingle). R.C. work in roof, slab, beams cols, rafts, lintels and other structural all respect ratio 1:2:4 (90-lbs) cement 2-cft sand 4-cft shingle 1/8" to 1/4" gauge (S.I.No.16/6-a-i).
a | Ratio 1:2:4 | 1180.16 | Cft | 337 | P.Cft |  | 397713.92
b | Ratio 1:1½:3 | 160.8 | Cft | 349 | P.Cft |  | 56119.2
9 | Providing and laying 1:3:6 cement concrete solid block masonry set in 1:6 cement mortar in ground floor superstructure in/c: raking out joints and curing etc complete. (S.I.No.19/24). | 262 | Cft | 15771.01 | %Cft |  | 41320.0462
10 | Cement Plaster (1:4) upto 12' height 3/4" thick. (S.I.No.51/11-C) . | 2353 | Sft | 3015.76 | %Sft |  | 70960.8328
11 | P/L 2" thick c.c. topping 1:2:4 in/c: surface finishing and dividing into panels 2" thick (S.I Nop.16-c/P-46) | 857 | Sft | 3275.5 | %Sft |  | 28071.035
12 | Two coats of bituman laid using 34 lbs for % sft over roof & blinded with one cft per % sft. (S.No.13/P-35) | 857 | Sft | 1887.4 | %Sft |  | 16175.018
13 | Extra Labour for each story above ground floor for mosaic conglate or tile stone and wooden floor. (S.I 42/18) | 857 | Sft | 226.88 | %Sft |  | 1944.3616
14 | White Washing in 3 Coats (SI. No 26 (b) /P.54) | 2287 | Sft | 829.95 | %Sft |  | 18980.9565
| Total | [5 empty] | 1333113.5051
|  | Add 10% Above on Item No. 8 |  |  |  | (+) | 52312.4
|  | Add 6% Above of Cartage |  |  |  | (+) | 84654.59
[7 empty] | 1470080.4951 |  | 1470080.4951
( PART - D )
KESC SUB- STATION
1 | Excavation in foundation of buildings bridges & other structure in/c: dagbelling dressing refilling around structure with excavated earth watering and ramming lead upto one chain and lift upto 5' (b) in ordinary soil. (S.I.No.4/18-b) | 6631 | Cft | 3176.25 | %0Cft |  | 21061.7137
2 | Cement concrete brick or stone ballast 1-1/2" to 2" gauge ratio 1:4:8 (S.I.No.15/4-b). | 820.16 | Rft | 9416.28 | %Cft |  | 77228.562
3 | Erection and removal of centering for RCC or plain cement concrete works of deodar wood (2nd class for partal wood vertical. (S.I.No.18/19-b-ii) | 990.11 | Sft | 3127.41 | %Sft |  | 30964.7992
4 | Cement concrete plain including placing compacting finishing and curing complete (including screening and washing of stone aggregate without shuttering ratio (h) 1:3:6. (S.I.No.15/5-h) | 270.2579 | Cft | 12595 | %Cft |  | 34038.9825
5 | Filling watering and ramming earth under floor with surplus earth excavated from out side lead upto one chain and lift upto 5. (S.I.4/21). | 5057.28 | Sft | 1512.5 | %0Cft |  | 7649.136
6 | Filling watering and ramming earth under floor with new earth excavated from out side lead upto one chain and lift upto 5.( Extra Lead Upto 30 Miles) (S.I.4/22). | 1685.76 | Sft | 19164 | %0Cft | = | 32305.9046
7 | Fabrication of M.S reinforcement for cement concrete including cutting, bending, laying in position making joints and fastening including cost of binding wire (also includes removal of rust from bars (a) using of tor hars. (S.i.No.17/8-b) | 99.0178 | Cwt | 5001.7 | P.Cwt |  | 495257.3481
8 | R.C.C work including all labour and materials except the cost of steel reinforcement and its labour for bending and binding which will be paid separately. This Rate also include all kinds of forms: lifting shuttering curing rendering and finishing the exposed surface (i/c screening & washing of shingle). R.C. work in roof, slab, beams cols, rafts, lintels and other structural all respect ratio 1:2:4 (90-lbs) cement 2-cft sand 4-cft shingle 1/8" to 1/4" gauge (S.I.No.16/6-a-i).
a | Ratio 1:2:4 | 1300.45 | Cft | 337 | P.Cft |  | 438251.65
b | Ratio 1:1½:3 | 161.85 | Cft | 349 | P.Cft |  | 56485.65
9 | Providing and laying 1:3:6 cement concrete solid block masonry set in 1:6 cement mortar in ground floor superstructure in/c: raking out joints and curing etc complete. (S.I.No.19/24). | 262 | Cft | 15771.01 | %Cft |  | 41320.0462
10 | Cement Plaster (1:4) upto 12' height 3/4" thick. (S.I.No.52/11-C) . | 2353 | Sft | 3015.76 | %Sft |  | 70960.8328
11 | P/L 2" thick c.c. topping 1:2:4 in/c: surface finishing and dividing into panels 2" thick (S.I Nop.16-c/P-46) | 1002 | Sft | 3275.5 | %Sft |  | 32820.51
12 | Two coats of bituman laid using 34 lbs for % sft over roof & blinded with one cft per % sft. (S.No.13/P-35) | 1002 | Sft | 1887.4 | %Sft |  | 18911.748
13 | Extra Labour for each story above ground floor for mosaic conglate or tile stone and wooden floor. (S.I 42/18) | 1002 | Sft | 226.88 | %Sft |  | 2273.3376
14 | White Washing in 3 Coats (SI. No 26 (b) /P.54) | 2287 | Sft | 829.95 | %Sft |  | 18980.9565
| Total | [5 empty] | 1378511.1773
|  | Add 10% Above on Item No. 8 |  |  |  | (+) | 49525.73
|  | Add 6.33% Above of Cartage |  |  |  | (+) | 92926.57
[7 empty] | 1520963.4773 |  | 1520963.4773
PART - E
KITCHEN BLOCK
1 | Excavation in foundation of buildings bridges & other structure in/c: dagbelling dressing refilling around structure with excavated earth watering and ramming lead upto one chain and lift upto 5' (b) in ordinary soil. (S.I.No.4/18-b) | 12727.89 | Cft | 3176.25 | %0Cft |  | 40426.9606
2 | Cement concrete brick or stone ballast 1-1/2" to 2" gauge ratio 1:4:8 (S.I.No.15/4-b). | 2512.2288 | Rft | 9416.28 | %Cft |  | 236558.4933
4 | Filling watering and ramming earth under floor with surplus earth excavated from out side lead upto one chain and lift upto 5. (S.I.4/21). | 11926.89 | Sft | 1512.5 | %0Cft |  | 18039.4211
5 | Filling watering and ramming earth under floor with new earth excavated from out side lead upto one chain and lift upto 5.( Extra Lead Upto 30 Miles) (S.I.4/22). | 3975.63 | Sft | 19164 | %0Cft | = | 76188.9733
6 | Erection and removal of centering for RCC or plain cement concrete works of deodar wood (2nd class for partal wood vertical. (S.I.No.17/19-b-ii) | 2040.06 | Sft | 3127.41 | %Sft |  | 63801.0404
7 | Cement concrete plain including placing compacting finishing and curing complete (including screening and washing of stone aggregate without shuttering ratio (h) 1:3:6. (S.I.No.15/5-h) | 683.4201 | Cft | 12595 | %Cft |  | 86076.7616
8 | Fabrication of M.S reinforcement for cement concrete including cutting, bending, laying in position making joints and fastening including cost of binding wire (also includes removal of rust from bars (a) using of tor hars. (S.i.No.17/8-b) | 228.1936 | Cwt | 5001.7 | P.Cwt |  | 1141356.0595
9 | R.C.C work including all labour and materials except the cost of steel reinforcement and its labour for bending and binding which will be paid separately. This Rate also include all kinds of forms: lifting shuttering curing rendering and finishing the exposed surface (i/c screening & washing of shingle). R.C. work in roof, slab, beams cols, rafts, lintels and other structural all respect ratio 1:2:4 (90-lbs) cement 2-cft sand 4-cft shingle 1/8" to 1/4" gauge (S.I.No.16/6-a-i).
9A | Ratio 1:2:4 | 2319.39 | Cft | 337 | P.Cft |  | 781634.43
9B | Ratio 1:1½:3 | 171.86 | Cft | 349 | P.Cft |  | 59979.14
10 | Providing and laying 1:3:6 cement concrete solid block masonry set in 1:6 cement mortar in ground floor superstructure in/c: raking out joints and curing etc complete. (S.I.No.19/24). | 620.81 | Cft | 15771.01 | %Cft |  | 97908.0072
11 | P/F G.I. frames / chowkhats of size 7"x2" or 4-1/2" x 3" for door using 20 gauge G.I. sheet in/c: welded hinges and fixing at site with necessary holdfast, filling with cement sand slurry of ratio 1:6 and repairing the jambs. The cost also in/c: all carriage tools and plants used in making and fixing (S.I.No.93/29) | 59 | Rft | 228.9 | P.Rft |  | 13505.1
12 | Cement Plaster (1:4) upto 12' height 3/4" thick. (S.I.No.52/11-C) . | 5915.3572 | Sft | 3015.76 | %Sft |  | 178392.9763
13 | Laying white marble flooring fine dressed in the surface without winding set in lime mortar 1:2 in/c rubbing and polishing of the joints. (3/4" thick flooring). (S.I.No.43/28). | 1291.4572 | Sft | 567.48 | P.Sft |  | 732876.1319
14 | Providing and fixing 3/8" thick marble tiles of approved quality and colour shade size 8" x 4"/6"x4" in dado skirting and facing removal/tucking of existing plaster surface etc over 1/2" thick base of cement mortar 1:3 setting mortar base including filling the joints and washing the tiles with white cement slurry current finishing cleaning and polishing etc complete. (ii) for old work. (S.I.No.49/68-ii). | 752.22 | Sft | 186.04 | P.Sft |  | 139943.0088
15 | White glazed tile 1/4" thick dado jointed in white cement and laid over 1:2 cement sand mortar 3/4" thick including finishing. (S.I No. 45/37) | 450.2 | Sft | 28253.61 | %Sft |  | 127197.7522
16 | Providing and fixing in position doors windows and ventilators of 1st class deodar wood frames and 1-3/4" thick commercial ply veneer shutter of 1st class deodar skeletion (Hollow) and commercial ply wood (3-ply) on both side in/c: holdfast, hinges, iron tower bolts handles and cleats with cross and one mort ice lock and hook (S.I.no.58/9)(without chokhats). | 69.03 | Sft | 1227.36 | P.Sft | = | 84724.6608
19 | Painting new surface preparing surface painting doors and window any type (three coats) (S.I.No.70/5-c-ii). | 138.06 | Sft | 2116.41 | %Sft | = | 2921.9156
20 | White Washing in 3 Coats (SI. No 26 (b) /P.54) | 1524.08 | Sft | 829.95 | %Sft |  | 12649.102
21 | P/L 2" thick c.c. topping 1:2:4 in/c: surface finishing and dividing into panels 2" thick (S.I Nop.16-c/P-46) | 1556.25 | Sft | 3275.5 | %Sft |  | 50974.9688
22 | Two coats of bituman laid using 34 lbs for % sft over roof & blinded with one cft per % sft. (S.No.13/P-35) | 1556.25 | Sft | 1887.4 | %Sft |  | 29372.6625
23 | Extra Labour for each story above ground floor for mosaic conglate or tile stone and wooden floor. (S.I 42/18) | 1556.25 | Sft | 226.88 | %Sft |  | 3530.82
| Total | [5 empty] | 3978058.386
|  | Less 20% Below on Item No. 13,14 &15 |  |  |  | (-) | 200003.2
3778055.186
|  | Add 10% Above on Item No. 8 |  |  |  | (+) | 114135.6
|  | Add 5.02% Above of Cartage |  |  |  | (+) | 213384.28
[7 empty] | 4105575.066 |  | 4105575.066
PART - F
RESIDENTIAL FLATS
CATEGORY - V
GROUND FLOOR
1 | Excavation in foundation of buildings bridges & other structure in/c: dagbelling dressing refilling around structure with excavated earth watering and ramming lead upto one chain and lift upto 5' (b) in ordinary soil. (S.I.No.4/18-b) | 16515.2 | Cft | 3176.25 | %0Cft | = | 52456.404
2 | Cement concrete brick or stone ballast 1-1/2" to 2" gauge ratio 1:4:8 (S.I.No.14/4-b) | 2263.9725 | Cft | 9416.28 | %Cft | = | 213181.9897
3 | Erection and removal of centering for RCC or plain cement concrete works of deodar wood (2nd class for partal wood vertical. (S.I.No.17/19-b-ii) | 2605.4 | Sft | 3127.41 | %Sft | = | 81481.5401
4 | Cement concrete plain including placing compacting finishing and curing complete (including screening and washing of stone aggregate without shuttering ratio (h) 1:3:6. (S.I.No.15/5-h) | 1745.618 | Cft | 12595 | %Cft | = | 219860.5871
5 | Filling watering and ramming earth under floor with surplus earth excavated from out side lead upto one chain and lift upto 5. (S.I.4/21). | 15674.4 | Cft | 1512.5 | %0Cft | = | 23707.53
6 | Filling watering and ramming earth under floor with new earth excavated from out side lead upto one chain and lift upto 5.( Extra Lead Upto 30 Miles) (S.I.4/22). | 1635 | Cft | 19164 | %0Cft | = | 31333.14
7 | Fabrication of M.S reinforcement for cement concrete including cutting, bending, laying in position making joints and fastening including cost of binding wire (also includes removal of rust from bars (a) using of tor hars. (S.i.No.17/8-b) | 374.3863 | Cwt | 5001.7 | P.Cwt | = | 1872568.0782
8 | R.C.C work including all labour and materials except the cost of steel reinforcement and its labour for bending and binding which will be paid separately. This Rate also include all kinds of forms: lifting shuttering curing rendering and finishing the exposed surface (i/c screening & washing of shingle). R.C. work in roof, slab, beams cols, rafts, lintels and other structural all respect ratio 1:2:4 (90-lbs) cement 2-cft sand 4-cft shingle 1/8" to 1/4" gauge (S.I.No.16/6-a-i)
a | Ratio 1:2:4 | 3644 | Cft | 337 | P.Cft | = | 1228028
b | Ratio 1:1½:3 | 361 | Cft | 349 | P.Cft | = | 125989
9 | Providing and laying 1:3:6 cement concrete solid block masonry set in 1:6 cement mortar in ground floor superstructure in/c: raking out joints and curing etc complete. (S.I.No.19/24). | 1902.44 | Cft | 15771.01 | %Cft |  | 300034.0026
10 | P/F G.I. frames / chowkhats of size 7"x2" or 4-1/2" x 3" for door using 20 gauge G.I. sheet in/c: welded hinges and fixing at site with necessary holdfast, filling with cement sand slurry of ratio 1:6 and repairing the jambs. The cost also in/c: all carriage tools and plants used in making and fixing (S.I.No.93/29) | 342.5 | Rft | 228.9 | P.Rft | = | 78398.25
11 | Cement Plaster (1:4) upto 12' height 3/4" thick. (S.I.No.52/11-C) . | 4059.5 | Sft | 3015.76 | %Sft | = | 122424.7772
12 | Laying white marble flooring fine dressed in the surface without winding set in lime mortar 1:2 in/c rubbing and polishing of the joints.(b) 3/4" thick. (S.I.No.43/28) | 1098 | Sft | 567.48 | P.Sft | = | 623093.04
13 | Providing and fixing 3/8" thick marble tiles of approved quality and colour shade size 8" x 4"/6"x4" in dado skirting and facing removal/tucking of existing plaster surface etc over 1/2" thick base of cement mortar 1:3 setting mortar base including filling the joints and washing the tiles with white cement slurry current finishing cleaning and polishing etc complete. (ii) for old work. (S.I.No.49/68-ii). | 104.5 | Sft | 186.04 | P.Sft | = | 19441.18
14 | Laying floors of approved colored glazed tiles 1/4" thick laid in white cement and pigment on a bed of 3/4" thick cement mortar 1:2. (S.I.No.43/25) | 85.5 | Sft | 27747.06 | %Sft | = | 23723.7363
15 | White glazed tile 1/4" thick dado jointed in white cement and laid over 1:2 cement sand mortar 3/4" thick including finishing. (S.I No. 45/37) | 436 | Sft | 28299.3 | %Sft | = | 123384.948
16 | Providing and fixing in position doors windows and ventilators of 1st class deodar wood frames and 1-3/4" thick commercial ply veneer shutter of 1st class deodar skeletion (Hollow) and commercial ply wood (3-ply) on both side in/c: holdfast, hinges, iron tower bolts handles and cleats with cross and one mort ice lock and hook (S.I.no.58/9)(without chokhats). | 302.965 | Sft | 1227.36 | P.Sft | = | 371847.1224
17 | Supply and fixing in position aluminum channel framing for sliding window ventilators of alcop made with 5 mm thick thinned glass glazed (Belgium) and aluminum fly screen in'/c: handles stopper and locking arragement etc complete. (Deluxe model boronze)(S.I.No.107/84-b). | 148 | Sft | 1647.69 | P.Sft | = | 243858.12
18 | Primary coat of chalk under distemper. (S.I.No.54/23) | 4059.5 | Sft | 442.75 | %Sft | = | 17973.4362
19 | Distempering in three coats.(S.I.No.54/24). | 4059.5 | Sft | 1079.65 | %Sft | = | 43828.3918
20 | Painting new surface preparing surface painting doors and window any type (three coats) (S.I.No.70/5C). | 605.93 | Sft | 2116.41 | %Sft | = | 12823.9631
CATEGORY - V
FIRST FLOOR
1 | Fabrication of M.S reinforcement for cement concrete including cutting, bending, laying in position making joints and fastening including cost of binding wire (also includes removal of rust from bars (a) using of tor hars. (S.i.No.17/8-b) | 199.1507 | Cwt | 5001.7 | P.Cwt | = | 996092.1401
2 | Extra Labour for lifting of steel above first floor for every additional floor (S.I. 29/P-19) | 199.1507 | Cwt | 151.25 | P.Cwt | = | 30121.5459
3 | R.C.C work including all labour and materials except the cost of steel reinforcement and its labour for bending and binding which will be paid separately. This Rate also include all kinds of forms: lifting shuttering curing rendering and finishing the exposed surface (i/c screening & washing of shingle). R.C. work in roof, slab, beams cols, rafts, lintels and other structural all respect ratio 1:2:4 (90-lbs) cement 2-cft sand 4-cft shingle 1/8" to 1/4" gauge (S.I.No.16/6-a-i)
3a | Ratio 1:2:4 | 1254.63 | Cft | 337 | P.Cft | = | 422810.31
3b | Ratio 1:1½:3 | 211.05 | Cft | 349 | P.Cft | = | 73656.45
4 | Providing and laying 1:3:6 cement concrete solid block masonry set in 1:6 cement mortar in ground floor superstructure in/c: raking out joints and curing etc complete. (S.I.No.19/24). | 1313.875 | Cft | 15771.01 | %Cft |  | 207211.3576
5 | Add extra labour for block masonary in first floor. (S.I.No.23/19-a) | 1313.875 | Cft | 760.03 | % Cft | = | 9985.8442
6 | P/F G.I. frames / chowkhats of size 7"x2" or 4-1/2" x 3" for door using 20 gauge G.I. sheet in/c: welded hinges and fixing at site with necessary holdfast, filling with cement sand slurry of ratio 1:6 and repairing the jambs. The cost also in/c: all carriage tools and plants used in making and fixing (S.I.No.93/29) | 342.5 | Rft | 228.9 | P.Rft | = | 78398.25
7 | Cement Plaster (1:4) upto 12' height 3/4" thick. (S.I.No.52/11-C) . | 4059.5 | Sft | 3015.76 | %Sft | = | 122424.7772
8 | Laying white marble flooring fine dressed in the surface without winding set in lime mortar 1:2 in/c rubbing and polishing of the joints.(b) 3/4" thick. (S.I.No.43/28) | 1098 | Sft | 567.48 | P.Sft | = | 623093.04
9 | Providing and fixing 3/8" thick marble tiles of approved quality and colour shade size 8" x 4"/6"x4" in dado skirting and facing removal/tucking of existing plaster surface etc over 1/2" thick base of cement mortar 1:3 setting mortar base including filling the joints and washing the tiles with white cement slurry current finishing cleaning and polishing etc complete. (ii) for old work. (S.I.No.49/68-ii). | 104.5 | Sft | 186.04 | P.Sft | = | 19441.18
10 | Laying floors of approved colored glazed tiles 1/4" thick laid in white cement and pigment on a bed of 3/4" thick cement mortar 1:2. (S.I.No.43/25) | 85.5 | Sft | 27747.06 | %Sft | = | 23723.7363
11 | White glazed tile 1/4" thick dado jointed in white cement and laid over 1:2 cement sand mortar 3/4" thick including finishing. (S.I No. 45/37) | 436 | Sft | 28253.61 | %Sft | = | 123185.7396
12 | Providing and fixing in position doors windows and ventilators of 1st class deodar wood frames and 1-3/4" thick commercial ply veneer shutter of 1st class deodar skeletion (Hollow) and commercial ply wood (3-ply) on both side in/c: holdfast, hinges, iron tower bolts handles and cleats with cross and one mort ice lock and hook (S.I.no.58/9)(without chokhats). | 302.965 | Sft | 1227.36 | P.Sft | = | 371847.1224
13 | Supply and fixing in position aluminum channel framing for sliding window ventilators of alcop made with 5 mm thick thinned glass glazed (Belgium) and aluminum fly screen in'/c: handles stopper and locking arragement etc complete. (Deluxe model boronze)(S.I.No.107/84-b). | 148 | Sft | 1647.69 | P.Sft | = | 243858.12
14 | Primary coat of chalk under distemper. (S.I.No.54/23) | 4059.5 | Sft | 442.75 | %Sft | = | 17973.4362
15 | Distempering in three coats.(S.I.No.54/24). | 4059.5 | Sft | 1079.65 | %Sft | = | 43828.3918
16 | Painting new surface preparing surface painting doors and window any type (three coats) (S.I.No.70/5-c-ii). | 605.93 | Sft | 2116.41 | %Sft | = | 12823.9631
CATEGORY - V
SECOND FLOOR
1 | Fabrication of M.S reinforcement for cement concrete including cutting, bending, laying in position making joints and fastening including cost of binding wire (also includes removal of rust from bars (a) using of tor hars. (S.i.No.17/8-b) | 227.6604 | Cwt | 5001.7 | P.Cwt | = | 1138688.9396
2 | Extra Labour for lifting of steel above first floor for every additional floor (S.I. 29/P-19) | 227.6604 | Cwt | 151.25 | P.Cwt | = | 34433.633
3 | R.C.C work including all labour and materials except the cost of steel reinforcement and its labour for bending and binding which will be paid separately. This Rate also include all kinds of forms: lifting shuttering curing rendering and finishing the exposed surface (i/c screening & washing of shingle). R.C. work in roof, slab, beams cols, rafts, lintels and other structural all respect ratio 1:2:4 (90-lbs) cement 2-cft sand 4-cft shingle 1/8" to 1/4" gauge (S.I.No.16/6-a-i) |  |  |  |  | =
3a | Ratio 1:2:4 | 1807.26 | Cft | 337 | P.Cft | = | 609046.62
3b | Ratio 1:1½:3 | 211.05 | Cft | 349 | P.Cft | = | 73656.45
4 | Add extra labour for RCC in 2nd and subsequent story. (S.I.No.16/6-d) | 2018.31 | Cft | 12.1 | P.Cft | = | 24421.5504
5 | Providing and laying 1:3:6 cement concrete solid block masonry set in 1:6 cement mortar in ground floor superstructure in/c: raking out joints and curing etc complete. (S.I.No.19/24). | 3223.61 | Cft | 15771.01 | %Cft |  | 508395.8555
6 | Add extra labour for block masonary in first floor. (S.I.No.23/19-a) | 3223.61 | Cft | 760.03 | % Cft | = | 24500.4031
7 | P/F G.I. frames / chowkhats of size 7"x2" or 4-1/2" x 3" for door using 20 gauge G.I. sheet in/c: welded hinges and fixing at site with necessary holdfast, filling with cement sand slurry of ratio 1:6 and repairing the jambs. The cost also in/c: all carriage tools and plants used in making and fixing (S.I.No.93/29) | 482 | Rft | 228.9 | P.Rft | = | 110329.8
8 | Cement Plaster (1:4) upto 12' height 3/4" thick. (S.I.No.52/11-C) . | 12348.405 | Sft | 3015.76 | %Sft | = | 372398.2586
9 | Laying white marble flooring fine dressed in the surface without winding set in lime mortar 1:2 in/c rubbing and polishing of the joints.(b) 3/4" thick. (S.I.No.43/28) | 1098 | Sft | 567.48 | P.Sft | = | 623093.04
10 | Providing and fixing 3/8" thick marble tiles of approved quality and colour shade size 8" x 4"/6"x4" in dado skirting and facing removal/tucking of existing plaster surface etc over 1/2" thick base of cement mortar 1:3 setting mortar base including filling the joints and washing the tiles with white cement slurry current finishing cleaning and polishing etc complete. (ii) for old work. (S.I.No.49/68-ii). | 104.5 | Sft | 186.04 | P.Sft | = | 19441.18
11 | Laying floors of approved colored glazed tiles 1/4" thick laid in white cement and pigment on a bed of 3/4" thick cement mortar 1:2. (S.I.No.43/25) | 85.5 | Sft | 27747.06 | %Sft | = | 23723.7363
12 | White glazed tile 1/4" thick dado jointed in white cement and laid over 1:2 cement sand mortar 3/4" thick including finishing. (S.I No. 45/37) | 428 | Sft | 28253.61 | %Sft | = | 120925.4508
13 | Providing and fixing in position doors windows and ventilators of 1st class deodar wood frames and 1-3/4" thick commercial ply veneer shutter of 1st class deodar skeletion (Hollow) and commercial ply wood (3-ply) on both side in/c: holdfast, hinges, iron tower bolts handles and cleats with cross and one mort ice lock and hook (S.I.no.58/9)(without chokhats). | 302.965 | Sft | 1227.36 | P.Sft | = | 371847.1224
14 | Supply and fixing in position aluminum channel framing for sliding window ventilators of alcop made with 5 mm thick thinned glass glazed (Belgium) and aluminum fly screen in'/c: handles stopper and locking arragement etc complete. (Deluxe model boronze)(S.I.No.107/84-b). | 148 | Sft | 1647.69 | P.Sft | = | 243858.12
15 | Primary coat of chalk under distemper. (S.I.No.54/23) | 6065.4 | Sft | 442.75 | %Sft | = | 26854.5585
16 | Distempering in three coats.(S.I.No.54/24). | 12569.72 | Sft | 1079.65 | %Sft | = | 135708.982
17 | Painting new surface preparing surface painting doors and window any type (three coats) (S.I.No.70/5-c-ii). | 605.93 | Sft | 2116.41 | %Sft | = | 12823.9631
18 | Providing and Install MS Railing of best quality using 1-½ dia MS pipe (12Swg) handrail with ½" x ½" MS Bar for vertical support 3" x 1-½" Ms Box Section including Powder Coating, all hardwires, wastage clamps, embended in concrete fixing etc. | 176.99 | Rft | 1450 | P/Rft | = | 256635.5
19 | P/L 2" thick c.c. topping 1:2:4 in/c: surface finishing and dividing into panels 2" thick (S.I Nop.16-c/P-46) | 2624.03 | Sft | 3275.5 | %Sft | = | 85950.1027
20 | Two coats of bituman laid using 34 lbs for % sft over roof & blinded with one cft per % sft. (S.No.13/P-35) | 2624.025 | Sft | 1887.4 | %Sft | = | 49525.8478
21 | Extra Labour for each story above ground floor for mosaic conglate or tile stone and wooden floor. (S.I 42/18) | 2624.025 | Sft | 226.88 | %Sft | = | 5953.3879
| Total | [5 empty] | 14122125.143
| Less 20% Below on Item No. G-12,13,14,15,&17 F-8,9,10,11 & 13, S- 9,10,11,12 & 14 |  |  |  |  | (-) | 658975.24
13463149.903
| Add 10% Above on Item No. G-7&10, F-1 & 6, S-1 & 7. |  |  |  |  | (+) | 427447.54
|  | Add 4.11% Above of Cartage |  |  |  | (+) | 606999.04
[7 empty] | 14497596.483 |  | 14497596.483
PART - G
RESIDENTIAL FLATS
CATEGORY - IV
GROUND FLOOR
1 | Excavation in foundation of buildings bridges & other structure in/c: dagbelling dressing refilling around structure with excavated earth watering and ramming lead upto one chain and lift upto 5' (b) in ordinary soil. (S.I.No.4/18-b) | 21516.5 | Cft | 3176.25 | %0Cft |  | 68341.7831
2 | Cement concrete brick or stone ballast 1-1/2" to 2" gauge ratio 1:4:8 (S.I.No.14/4-b) | 4177.5 | Cft | 9416.28 | %Cft | = | 393365.097
3 | Erection and removal of centering for RCC or plain cement concrete works of deodar wood (2nd class for partal wood vertical. (S.I.No.17/19-b-ii) | 2616.635 | Sft | 3127.41 | %Sft | = | 81832.9047
4 | Cement concrete plain including placing compacting finishing and curing complete (including screening and washing of stone aggregate without shuttering ratio (h) 1:3:6. (S.I.No.15/5-h) | 1256.92 | Cft | 12595 | %Cft | = | 158309.074
5 | Filling watering and ramming earth under floor with surplus earth excavated from out side lead upto one chain and lift upto 5. (S.I.4/21). | 22111.5 | Cft | 1512.5 | %0Cft | = | 33443.6438
6 | Filling watering and ramming earth under floor with new earth excavated from out side lead upto one chain and lift upto 5.( Extra Lead Upto 30 Miles) (S.I.4/22). | 3760 | Cft | 19164 | %0Cft | = | 72056.64
7 | Fabrication of M.S reinforcement for cement concrete including cutting, bending, laying in position making joints and fastening including cost of binding wire (also includes removal of rust from bars (a) using of tor hars. (S.i.No.17/8-b) | 711.9442 | Cwt | 5001.7 | P.Cwt | = | 3560931.5186
8 | R.C.C work including all labour and materials except the cost of steel reinforcement and its labour for bending and binding which will be paid separately. This Rate also include all kinds of forms: lifting shuttering curing rendering and finishing the exposed surface (i/c screening & washing of shingle). R.C. work in roof, slab, beams cols, rafts, lintels and other structural all respect ratio 1:2:4 (90-lbs) cement 2-cft sand 4-cft shingle 1/8" to 1/4" gauge (S.I.No.16/6-a-i)
a | Ratio 1:2:4 | 6566.26 | Cft | 337 | P.Cft | = | 2212829.62
b | Ratio 1:1½:3 | 668.17 | Cft | 349 | P.Cft | = | 233191.33
9 | Providing and laying 1:3:6 cement concrete solid block masonry set in 1:6 cement mortar in ground floor superstructure in/c: raking out joints and curing etc complete. (S.I.No.19/24). | 2233.0625 | Cft | 15771.01 | %Cft |  | 352176.5102
10 | P/F G.I. frames / chowkhats of size 7"x2" or 4-1/2" x 3" for door using 20 gauge G.I. sheet in/c: welded hinges and fixing at site with necessary holdfast, filling with cement sand slurry of ratio 1:6 and repairing the jambs. The cost also in/c: all carriage tools and plants used in making and fixing (S.I.No.93/29) | 482 | Rft | 228.9 | P.Rft | = | 110329.8
11 | Cement Plaster (1:4) upto 12' height 3/4" thick. (S.I.No.52/11-C) . | 6815 | Sft | 3015.76 | %Sft | = | 205524.044
12 | Laying white marble flooring fine dressed in the surface without winding set in lime mortar 1:2 in/c rubbing and polishing of the joints.(b) 3/4" thick. (S.I.No.43/28) | 1697 | Sft | 567.48 | P.Sft | = | 963013.56
13 | Providing and fixing 3/8" thick marble tiles of approved quality and colour shade size 8" x 4"/6"x4" in dado skirting and facing removal/tucking of existing plaster surface etc over 1/2" thick base of cement mortar 1:3 setting mortar base including filling the joints and washing the tiles with white cement slurry current finishing cleaning and polishing etc complete. (ii) for old work. (S.I.No.49/68-ii). | 361 | Sft | 186.04 | P.Sft | = | 67160.44
14 | Laying floors of approved colored glazed tiles 1/4" thick laid in white cement and pigment on a bed of 3/4" thick cement mortar 1:2. (S.I.No.43/25) | 174 | Sft | 27747.06 | %Sft | = | 48279.8844
15 | White glazed tile 1/4" thick dado jointed in white cement and laid over 1:2 cement sand mortar 3/4" thick including finishing. (S.I No. 45/37) | 576 | Sft | 28253.61 | %Sft | = | 162740.7936
16 | Providing and fixing in position doors windows and ventilators of 1st class deodar wood frames and 1-3/4" thick commercial ply veneer shutter of 1st class deodar skeletion (Hollow) and commercial ply wood (3-ply) on both side in/c: holdfast, hinges, iron tower bolts handles and cleats with cross and one mort ice lock and hook (S.I.no.58/9)(without chokhats). | 414.18 | Sft | 1227.36 | P.Sft | = | 508347.9648
17 | Supply and fixing in position aluminum channel framing for sliding window ventilators of alcop made with 5 mm thick thinned glass glazed (Belgium) and aluminum fly screen in'/c: handles stopper and locking arragement etc complete. (Deluxe model boronze)(S.I.No.107/84-b). | 284 | Sft | 1647.69 | P.Sft | = | 467943.96
18 | Primary coat of chalk under distemper. (S.I.No.54/23) | 6815 | Sft | 442.75 | %Sft | = | 30173.4125
19 | Distempering in three coats.(S.I.No.54/24). | 6815 | Sft | 1079.65 | %Sft | = | 73578.1475
20 | Painting new surface preparing surface painting doors and window any type (three coats) (S.I.No.70/5-c-ii). | 828.36 | Sft | 2116.41 | %Sft | = | 17531.4939
CATEGORY - IV
FIRST FLOOR
1 | Fabrication of M.S reinforcement for cement concrete including cutting, bending, laying in position making joints and fastening including cost of binding wire (also includes removal of rust from bars (a) using of tor hars. (S.i.No.17/8-b) | 295.6467 | Cwt | 5001.7 | P.Cwt | = | 1478735.8725
2 | Extra Labour for lifting of steel above first floor for every additional floor (S.I. 29/P-19) | 295.6467 | Cwt | 151.25 | P.Cwt | = | 44716.5565
3 | R.C.C work including all labour and materials except the cost of steel reinforcement and its labour for bending and binding which will be paid separately. This Rate also include all kinds of forms: lifting shuttering curing rendering and finishing the exposed surface (i/c screening & washing of shingle). R.C. work in roof, slab, beams cols, rafts, lintels and other structural all respect ratio 1:2:4 (90-lbs) cement 2-cft sand 4-cft shingle 1/8" to 1/4" gauge (S.I.No.16/6-a-i)
3a | Ratio 1:2:4 | 2269.11 | Cft | 337 | P.Cft | = | 764690.07
3b | Ratio 1:1½:3 | 410.04 | Cft | 349 | P.Cft | = | 143103.96
4 | Providing and laying 1:3:6 cement concrete solid block masonry set in 1:6 cement mortar in ground floor superstructure in/c: raking out joints and curing etc complete. (S.I.No.19/24). | 1400.0625 | Cft | 15771.01 | %Cft |  | 220803.9969
5 | Add extra labour for block masonary in first floor. (S.I.No.23/19-a) | 1400.0625 | Cft | 760.03 | % Cft | = | 10640.895
6 | P/F G.I. frames / chowkhats of size 7"x2" or 4-1/2" x 3" for door using 20 gauge G.I. sheet in/c: welded hinges and fixing at site with necessary holdfast, filling with cement sand slurry of ratio 1:6 and repairing the jambs. The cost also in/c: all carriage tools and plants used in making and fixing (S.I.No.93/29) | 482 | Rft | 228.9 | P.Rft | = | 110329.8
7 | Cement Plaster (1:4) upto 12' height 3/4" thick. (S.I.No.52/11-C) . | 6815 | Sft | 3015.76 | %Sft | = | 205524.044
8 | Laying white marble flooring fine dressed in the surface without winding set in lime mortar 1:2 in/c rubbing and polishing of the joints.(b) 3/4" thick. (S.I.No.43/28) | 1697 | Sft | 567.48 | P.Sft | = | 963013.56
9 | Providing and fixing 3/8" thick marble tiles of approved quality and colour shade size 8" x 4"/6"x4" in dado skirting and facing removal/tucking of existing plaster surface etc over 1/2" thick base of cement mortar 1:3 setting mortar base including filling the joints and washing the tiles with white cement slurry current finishing cleaning and polishing etc complete. (ii) for old work. (S.I.No.49/68-ii). | 361 | Sft | 186.04 | P.Sft | = | 67160.44
10 | Laying floors of approved colored glazed tiles 1/4" thick laid in white cement and pigment on a bed of 3/4" thick cement mortar 1:2. (S.I.No.43/25) | 174 | Sft | 27747.06 | %Sft | = | 48279.8844
11 | White glazed tile 1/4" thick dado jointed in white cement and laid over 1:2 cement sand mortar 3/4" thick including finishing. (S.I No. 45/37) | 576 | Sft | 28253.61 | %Sft | = | 162740.7936
12 | Providing and fixing in position doors windows and ventilators of 1st class deodar wood frames and 1-3/4" thick commercial ply veneer shutter of 1st class deodar skeletion (Hollow) and commercial ply wood (3-ply) on both side in/c: holdfast, hinges, iron tower bolts handles and cleats with cross and one mort ice lock and hook (S.I.no.58/9)(without chokhats). | 414.18 | Sft | 1227.36 | P.Sft | = | 508347.9648
13 | Supply and fixing in position aluminum channel framing for sliding window ventilators of alcop made with 5 mm thick thinned glass glazed (Belgium) and aluminum fly screen in'/c: handles stopper and locking arragement etc complete. (Deluxe model boronze)(S.I.No.107/84-b). | 284 | Sft | 1647.69 | P.Sft | = | 467943.96
14 | Primary coat of chalk under distemper. (S.I.No.61/25) | 6815 | Sft | 442.75 | %Sft | = | 30173.4125
15 | Distempering in three coats.(S.I.No.54/24). | 6815 | Sft | 1079.65 | %Sft | = | 73578.1475
16 | Painting new surface preparing surface painting doors and window any type (three coats) (S.I.No.70/5-c-ii). | 828.36 | Sft | 2116.41 | %Sft | = | 17531.4939
CATEGORY - IV
SECOND FLOOR
1 | Fabrication of M.S reinforcement for cement concrete including cutting, bending, laying in position making joints and fastening including cost of binding wire (also includes removal of rust from bars (a) using of tor hars. (S.i.No.17/8-b) | 343.0248 | Cwt | 5001.7 | P.Cwt | = | 1715707.1274
2 | Extra Labour for lifting of steel above first floor for every additional floor (S.I. 29/P-19) | 343.0248 | Cwt | 151.25 | P.Cwt | = | 51882.5006
3 | R.C.C work including all labour and materials except the cost of steel reinforcement and its labour for bending and binding which will be paid separately. This Rate also include all kinds of forms: lifting shuttering curing rendering and finishing the exposed surface (i/c screening & washing of shingle). R.C. work in roof, slab, beams cols, rafts, lintels and other structural all respect ratio 1:2:4 (90-lbs) cement 2-cft sand 4-cft shingle 1/8" to 1/4" gauge (S.I.No.16/6-a-i) |  |  |  |  | =
3a | Ratio 1:2:4 | 4781.22 | Cft | 337 | P.Cft | = | 1611271.14
3b | Ratio 1:1½:3 | 410.04 | Cft | 349 | P.Cft | = | 143103.96
4 | Add extra labour for RCC in 2nd and subsequent story. (S.I.No.16/6-d) | 5191.2647 | Cft | 121 | P.Cft | = | 628143.0287
5 | Providing and laying 1:3:6 cement concrete solid block masonry set in 1:6 cement mortar in ground floor superstructure in/c: raking out joints and curing etc complete. (S.I.No.19/24). | 1977.6025 | Cft | 15771.01 | %Cft |  | 311887.888
6 | Add extra labour for block masonary in first floor. (S.I.No.23/19-a) | 1977.6025 | Cft | 760.03 | % Cft | = | 15030.3723
7 | P/F G.I. frames / chowkhats of size 7"x2" or 4-1/2" x 3" for door using 20 gauge G.I. sheet in/c: welded hinges and fixing at site with necessary holdfast, filling with cement sand slurry of ratio 1:6 and repairing the jambs. The cost also in/c: all carriage tools and plants used in making and fixing (S.I.No.93/29) | 482 | Rft | 228.9 | P.Rft | = | 110329.8
8 | Cement Plaster (1:4) upto 12' height 3/4" thick. (S.I.No.52/11-C) . | 19806.81 | Sft | 3015.76 | %Sft | = | 597325.8533
9 | Laying white marble flooring fine dressed in the surface without winding set in lime mortar 1:2 in/c rubbing and polishing of the joints.(b) 3/4" thick. (S.I.No.43/28) | 1697 | Sft | 567.48 | P.Sft | = | 963013.56
10 | Providing and fixing 3/8" thick marble tiles of approved quality and colour shade size 8" x 4"/6"x4" in dado skirting and facing removal/tucking of existing plaster surface etc over 1/2" thick base of cement mortar 1:3 setting mortar base including filling the joints and washing the tiles with white cement slurry current finishing cleaning and polishing etc complete. (ii) for old work. (S.I.No.49/68-ii). | 361 | Sft | 186.04 | P.Sft | = | 67160.44
11 | Laying floors of approved colored glazed tiles 1/4" thick laid in white cement and pigment on a bed of 3/4" thick cement mortar 1:2. (S.I.No.43/25) | 174 | Sft | 27747.06 | %Sft | = | 48279.8844
12 | White glazed tile 1/4" thick dado jointed in white cement and laid over 1:2 cement sand mortar 3/4" thick including finishing. (S.I No. 45/37) | 564 | Sft | 28253.61 | %Sft | = | 159350.3604
13 | Providing and fixing in position doors windows and ventilators of 1st class deodar wood frames and 1-3/4" thick commercial ply veneer shutter of 1st class deodar skeletion (Hollow) and commercial ply wood (3-ply) on both side in/c: holdfast, hinges, iron tower bolts handles and cleats with cross and one mort ice lock and hook (S.I.no.58/9)(without chokhats). | 414.18 | Sft | 1227.36 | P.Sft | = | 508347.9648
14 | Supply and fixing in position aluminum channel framing for sliding window ventilators of alcop made with 5 mm thick thinned glass glazed (Belgium) and aluminum fly screen in'/c: handles stopper and locking arragement etc complete. (Deluxe model boronze)(S.I.No.107/84-b). | 284 | Sft | 1647.69 | P.Sft | = | 467943.96
15 | Primary coat of chalk under distemper. (S.I.No.54/23) | 6815 | Sft | 442.75 | %Sft | = | 30173.4125
16 | Distempering in three coats.(S.I.No.54/24). | 17691.7325 | Sft | 1079.65 | %Sft | = | 191008.7899
17 | Painting new surface preparing surface painting doors and window any type (three coats) (S.I.No.70/5-c-ii). | 828.36 | Sft | 2116.41 | %Sft | = | 17531.4939
18 | Providing and Install MS Railing of best quality using 1-½ dia MS pipe (12Swg) handrail with ½" x ½" MS Bar for vertical support 3" x 1-½" Ms Box Section including Powder Coating, all hardwires, wastage clamps, embended in concrete fixing etc. | 176.99 | Rft | 1450 | P/Rft | = | 256635.5
19 | P/L 2" thick c.c. topping 1:2:4 in/c: surface finishing and dividing into panels 2" thick (S.I Nop.16-c/P-46) | 2624.025 | Sft | 3275.5 | %Sft | = | 85949.9389
20 | Two coats of bituman laid using 34 lbs for % sft over roof & blinded with one cft per % sft. (S.No.13/P-35) | 2624.025 | Sft | 1887.4 | %Sft | = | 49525.8478
21 | Extra Labour for each story above ground floor for mosaic conglate or tile stone and wooden floor. (S.I 42/18) | 2624.025 | Sft | 226.88 | %Sft | = | 5953.3879
| Total | [5 empty] | 23173972.6844
| Less 20% Below on Item No. G-12,13,14,15 & 17, F-8,9,10,11 & 13, S-9,10,11,12 & 14. |  |  |  |  | (-) | 1082272.94
22091699.7444
| Add 10% Above on Item No. G-9&12, F-1&6, S-1&7. |  |  |  |  | (+) | 708636.39
|  | Add 3.47% Above of Cartage |  |  |  | (+) | 877242.38
[7 empty] | 23677578.5144 |  | 23677578.5144
PART - H
RESIDENTIAL FLATS
CATEGORY - III
GROUND FLOOR
1 | Excavation in foundation of buildings bridges & other structure in/c: dagbelling dressing refilling around structure with excavated earth watering and ramming lead upto one chain and lift upto 5' (b) in ordinary soil. (S.I.No.4/18-b) | 26807.6118 | Cft | 3176.25 | %0Cft |  | 85147.677
2 | Cement concrete brick or stone ballast 1-1/2" to 2" gauge ratio 1:4:8 (S.I.No.14/4-b) | 5358.5935 | Cft | 9416.28 | %Cft | = | 504580.1704
3 | Erection and removal of centering for RCC or plain cement concrete works of deodar wood (2nd class for partal wood vertical. (S.I.No.17/19-b-ii) | 3772.465 | Sft | 3127.41 | %Sft | = | 117980.4477
4 | Cement concrete plain including placing compacting finishing and curing complete (including screening and washing of stone aggregate without shuttering ratio (h) 1:3:6. (S.I.No.15/5-h) | 1263.7758 | Cft | 12595 | %Cft | = | 159172.5589
5 | Filling watering and ramming earth under floor with surplus earth excavated from out side lead upto one chain and lift upto 5. (S.I.4/21). | 25489.8618 | Cft | 1512.5 | %0Cft | = | 38553.416
6 | Filling watering and ramming earth under floor with new earth excavated from out side lead upto one chain and lift upto 5.( Extra Lead Upto 30 Miles) (S.I.4/22). | 5786.17 | Cft | 19164 | %0Cft | = | 110886.1619
7 | Fabrication of M.S reinforcement for cement concrete including cutting, bending, laying in position making joints and fastening including cost of binding wire (also includes removal of rust from bars (a) using of tor hars. (S.i.No.17/8-b) | 842.9682 | Cwt | 5001.7 | P.Cwt | = | 4216274.217
8 | R.C.C work including all labour and materials except the cost of steel reinforcement and its labour for bending and binding which will be paid separately. This Rate also include all kinds of forms: lifting shuttering curing rendering and finishing the exposed surface (i/c screening & washing of shingle). R.C. work in roof, slab, beams cols, rafts, lintels and other structural all respect ratio 1:2:4 (90-lbs) cement 2-cft sand 4-cft shingle 1/8" to 1/4" gauge (S.I.No.16/6-a-i)
a | Ratio 1:2:4 | 8569.76 | Cft | 337 | P.Cft | = | 2888009.12
b | Ratio 1:1½:3 | 854.7 | Cft | 349 | P.Cft | = | 298290.3
9 | Providing and laying 1:3:6 cement concrete solid block masonry set in 1:6 cement mortar in ground floor superstructure in/c: raking out joints and curing etc complete. (S.I.No.19/24). | 1345.625 | Cft | 15771.01 | %Cft |  | 212218.6533
10 | P/F G.I. frames / chowkhats of size 7"x2" or 4-1/2" x 3" for door using 20 gauge G.I. sheet in/c: welded hinges and fixing at site with necessary holdfast, filling with cement sand slurry of ratio 1:6 and repairing the jambs. The cost also in/c: all carriage tools and plants used in making and fixing (S.I.No.93/29) | 539.5 | Rft | 228.9 | P.Rft | = | 123491.55
11 | Cement Plaster (1:4) upto 12' height 3/4" thick. (S.I.No.52/11-C) . | 6411 | Sft | 3015.76 | %Sft | = | 193340.3736
12 | Laying white marble flooring fine dressed in the surface without winding set in lime mortar 1:2 in/c rubbing and polishing of the joints.(b) 3/4" thick. (S.I.No.43/28) | 2325 | Sft | 567.48 | P.Sft | = | 1319391
13 | Providing and fixing 3/8" thick marble tiles of approved quality and colour shade size 8" x 4"/6"x4" in dado skirting and facing removal/tucking of existing plaster surface etc over 1/2" thick base of cement mortar 1:3 setting mortar base including filling the joints and washing the tiles with white cement slurry current finishing cleaning and polishing etc complete. (ii) for old work. (S.I.No.49/68-ii). | 2259 | Sft | 186.04 | P.Sft | = | 420264.36
14 | Laying floors of approved colored glazed tiles 1/4" thick laid in white cement and pigment on a bed of 3/4" thick cement mortar 1:2. (S.I.No.43/25) | 161 | Sft | 27747.06 | %Sft | = | 44672.7666
15 | White glazed tile 1/4" thick dado jointed in white cement and laid over 1:2 cement sand mortar 3/4" thick including finishing. (S.I No. 45/37) | 650 | Sft | 28253.61 | %Sft | = | 183648.465
16 | Providing and fixing in position doors windows and ventilators of 1st class deodar wood frames and 1-3/4" thick commercial ply veneer shutter of 1st class deodar skeletion (Hollow) and commercial ply wood (3-ply) on both side in/c: holdfast, hinges, iron tower bolts handles and cleats with cross and one mort ice lock and hook (S.I.no.58/9)(without chokhats). | 479.375 | Sft | 1227.36 | P.Sft | = | 588365.7
17 | Supply and fixing in position aluminum channel framing for sliding window ventilators of alcop made with 5 mm thick thinned glass glazed (Belgium) and aluminum fly screen in'/c: handles stopper and locking arragement etc complete. (Deluxe model boronze)(S.I.No.107/84-b). | 320 | Sft | 1647.69 | P.Sft | = | 527260.8
18 | Primary coat of chalk under distemper. (S.I.No.54/23) | 7173 | Sft | 442.75 | %Sft | = | 31758.4575
19 | Distempering in three coats.(S.I.No.54/24). | 7173 | Sft | 1079.65 | %Sft | = | 77443.2945
20 | Painting new surface preparing surface painting doors and window any type (three coats) (S.I.No.70/5-c-ii). | 1104.48 | Sft | 2116.41 | %Sft | = | 23375.3252
CATEGORY - III
FIRST FLOOR
1 | Fabrication of M.S reinforcement for cement concrete including cutting, bending, laying in position making joints and fastening including cost of binding wire (also includes removal of rust from bars (a) using of tor hars. (S.i.No.17/8-b) | 374.2835 | Cwt | 5001.7 | P.Cwt | = | 1872053.6931
2 | Extra Labour for lifting of steel above first floor for every additional floor (S.I. 29/P-19) | 374.2835 | Cwt | 151.25 | P.Cwt | = | 56610.3767
3 | R.C.C work including all labour and materials except the cost of steel reinforcement and its labour for bending and binding which will be paid separately. This Rate also include all kinds of forms: lifting shuttering curing rendering and finishing the exposed surface (i/c screening & washing of shingle). R.C. work in roof, slab, beams cols, rafts, lintels and other structural all respect ratio 1:2:4 (90-lbs) cement 2-cft sand 4-cft shingle 1/8" to 1/4" gauge (S.I.No.16/6-a-i)
| Ratio 1:2:4 | 2923.22 | Cft | 337 | P.Cft | = | 985125.14
| Ratio 1:1½:3 | 549.68 | Cft | 349 | P.Cft | = | 191838.32
4 | Providing and laying 1:3:6 cement concrete solid block masonry set in 1:6 cement mortar in ground floor superstructure in/c: raking out joints and curing etc complete. (S.I.No.19/24). | 1345.625 | Cft | 15771.01 | %Cft |  | 212218.6533
5 | Add extra labour for block masonary in first floor. (S.I.No.23/19-a) | 1345.625 | Cft | 760.03 | % Cft | = | 10227.1537
6 | P/F G.I. frames / chowkhats of size 7"x2" or 4-1/2" x 3" for door using 20 gauge G.I. sheet in/c: welded hinges and fixing at site with necessary holdfast, filling with cement sand slurry of ratio 1:6 and repairing the jambs. The cost also in/c: all carriage tools and plants used in making and fixing (S.I.No.93/29) | 539.5 | Rft | 228.9 | P.Rft | = | 123491.55
7 | Cement Plaster (1:4) upto 12' height 3/4" thick. (S.I.No.52/11-C) . | 6411 | Sft | 3015.76 | %Sft | = | 193340.3736
8 | Laying white marble flooring fine dressed in the surface without winding set in lime mortar 1:2 in/c rubbing and polishing of the joints.(b) 3/4" thick. (S.I.No.43/28) | 2325 | Sft | 567.48 | P.Sft | = | 1319391
9 | Providing and fixing 3/8" thick marble tiles of approved quality and colour shade size 8" x 4"/6"x4" in dado skirting and facing removal/tucking of existing plaster surface etc over 1/2" thick base of cement mortar 1:3 setting mortar base including filling the joints and washing the tiles with white cement slurry current finishing cleaning and polishing etc complete. (ii) for old work. (S.I.No.49/68-ii). | 2259 | Sft | 186.04 | P.Sft | = | 420264.36
10 | Laying floors of approved colored glazed tiles 1/4" thick laid in white cement and pigment on a bed of 3/4" thick cement mortar 1:2. (S.I.No.43/25) | 161 | Sft | 27747.06 | %Sft | = | 44672.7666
11 | White glazed tile 1/4" thick dado jointed in white cement and laid over 1:2 cement sand mortar 3/4" thick including finishing. (S.I No. 45/37) | 650 | Sft | 28253.61 | %Sft | = | 183648.465
12 | Providing and fixing in position doors windows and ventilators of 1st class deodar wood frames and 1-3/4" thick commercial ply veneer shutter of 1st class deodar skeletion (Hollow) and commercial ply wood (3-ply) on both side in/c: holdfast, hinges, iron tower bolts handles and cleats with cross and one mort ice lock and hook (S.I.no.58/9)(without chokhats). | 479.375 | Sft | 1227.36 | P.Sft | = | 588365.7
13 | Supply and fixing in position aluminum channel framing for sliding window ventilators of alcop made with 5 mm thick thinned glass glazed (Belgium) and aluminum fly screen in'/c: handles stopper and locking arragement etc complete. (Deluxe model boronze)(S.I.No.107/84-b). | 320 | Sft | 1647.69 | P.Sft | = | 527260.8
15 | Primary coat of chalk under distemper. (S.I.No.54/23) | 7173 | Sft | 442.75 | %Sft | = | 31758.4575
16 | Distempering in three coats.(S.I.No.54/24). | 7173 | Sft | 1079.65 | %Sft | = | 77443.2945
18 | Painting new surface preparing surface painting doors and window any type (three coats) (S.I.No.70/5-c-ii). | 1104.48 | Sft | 2116.41 | %Sft | = | 23375.3252
CATEGORY - III
SECOND FLOOR
1 | Fabrication of M.S reinforcement for cement concrete including cutting, bending, laying in position making joints and fastening including cost of binding wire (also includes removal of rust from bars (a) using of tor hars. (S.i.No.17/8-b) | 432.0367 | Cwt | 5001.7 | P.Cwt | = | 2160917.9427
2 | Extra Labour for lifting of steel above first floor for every additional floor (S.I. 29/P-19) | 432.0367 | Cwt | 151.25 | P.Cwt | = | 65345.5503
3 | R.C.C work including all labour and materials except the cost of steel reinforcement and its labour for bending and binding which will be paid separately. This Rate also include all kinds of forms: lifting shuttering curing rendering and finishing the exposed surface (i/c screening & washing of shingle). R.C. work in roof, slab, beams cols, rafts, lintels and other structural all respect ratio 1:2:4 (90-lbs) cement 2-cft sand 4-cft shingle 1/8" to 1/4" gauge (S.I.No.16/6-a-i)
| Ratio 1:2:4 | 3539.69 | Cft | 337 | P.Cft | = | 1192875.53
| Ratio 1:1½:3 | 549.68 | Cft | 349 | P.Cft | = | 191838.32
4 | Add extra labour for RCC in 2nd and subsequent story. (S.I.No.16/6-d) | 4089.3679 | Cft | 121 | P.Cft | = | 494813.5159
5 | Providing and laying 1:3:6 cement concrete solid block masonry set in 1:6 cement mortar in ground floor superstructure in/c: raking out joints and curing etc complete. (S.I.No.19/24). | 1886.1225 | Cft | 15771.01 | %Cft |  | 297460.5681
6 | Add extra labour for block masonary in first floor. (S.I.No.23/19-a) | 1886.1225 | Cft | 760.03 | % Cft | = | 14335.0968
7 | P/F G.I. frames / chowkhats of size 7"x2" or 4-1/2" x 3" for door using 20 gauge G.I. sheet in/c: welded hinges and fixing at site with necessary holdfast, filling with cement sand slurry of ratio 1:6 and repairing the jambs. The cost also in/c: all carriage tools and plants used in making and fixing (S.I.No.93/29) | 539.5 | Rft | 228.9 | P.Rft | = | 123491.55
8 | Cement Plaster (1:4) upto 12' height 3/4" thick. (S.I.No.52/11-C) . | 29461.7925 | Sft | 3015.76 | %Sft | = | 888496.9535
9 | Laying white marble flooring fine dressed in the surface without winding set in lime mortar 1:2 in/c rubbing and polishing of the joints.(b) 3/4" thick. (S.I.No.43/28) | 2325 | Sft | 567.48 | P.Sft | = | 1319391
10 | Providing and fixing 3/8" thick marble tiles of approved quality and colour shade size 8" x 4"/6"x4" in dado skirting and facing removal/tucking of existing plaster surface etc over 1/2" thick base of cement mortar 1:3 setting mortar base including filling the joints and washing the tiles with white cement slurry current finishing cleaning and polishing etc complete. (ii) for old work. (S.I.No.49/68-ii). | 2259 | Sft | 186.04 | P.Sft | = | 420264.36
11 | Laying floors of approved colored glazed tiles 1/4" thick laid in white cement and pigment on a bed of 3/4" thick cement mortar 1:2. (S.I.No.43/25) | 161 | Sft | 27747.06 | %Sft | = | 44672.7666
12 | White glazed tile 1/4" thick dado jointed in white cement and laid over 1:2 cement sand mortar 3/4" thick including finishing. (S.I No. 45/37) | 650 | Sft | 28253.61 | %Sft | = | 183648.465
13 | Providing and fixing in position doors windows and ventilators of 1st class deodar wood frames and 1-3/4" thick commercial ply veneer shutter of 1st class deodar skeletion (Hollow) and commercial ply wood (3-ply) on both side in/c: holdfast, hinges, iron tower bolts handles and cleats with cross and one mort ice lock and hook (S.I.no.58/9)(without chokhats). | 479.375 | Sft | 1227.36 | P.Sft | = | 588365.7
14 | Supply and fixing in position aluminum channel framing for sliding window ventilators of alcop made with 5 mm thick thinned glass glazed (Belgium) and aluminum fly screen in'/c: handles stopper and locking arragement etc complete. (Deluxe model boronze)(S.I.No.107/84-b). | 320 | Sft | 1647.69 | P.Sft | = | 527260.8
15 | Primary coat of chalk under distemper. (S.I.No.54/23) | 7173 | Sft | 442.75 | %Sft | = | 31758.4575
16 | Distempering in three coats.(S.I.No.54/24). | 68195.24 | Sft | 1079.65 | %Sft | = | 736269.9087
17 | Painting new surface preparing surface painting doors and window any type (three coats) (S.I.No.70/5-c-ii). | 1104.48 | Sft | 2116.41 | %Sft | = | 23375.3252
18 | Providing and Install MS Railing of best quality using 1-½ dia MS pipe (12Swg) handrail with ½" x ½" MS Bar for vertical support 3" x 1-½" Ms Box Section including Powder Coating, all hardwires, wastage clamps, embended in concrete fixing etc. | 176.99 | Rft | 1450 | P/Rft | = | 256635.5
19 | P/L 2" thick c.c. topping 1:2:4 in/c: surface finishing and dividing into panels 2" thick (S.I Nop.16-c/P-46) | 2837.9694 | Sft | 3275.5 | %Sft | = | 92957.6877
20 | Two coats of bituman laid using 34 lbs for % sft over roof & blinded with one cft per % sft. (S.No.13/P-35) | 2837.9694 | Sft | 1887.4 | %Sft | = | 53563.8345
21 | Extra Labour for each story above ground floor for mosaic conglate or tile stone and wooden floor. (S.I 42/18) | 2837.9694 | Sft | 226.88 | %Sft | = | 6438.785
| Total | [5 empty] | 28739387.8609
| Less 20% Below on Item No. ,9,10,11,12 & 14 |  |  |  |  | (-) | 1556475
27182912.8609
|  | Add 10% Above on Item No. 1 & 6 |  |  |  | (+) | 861962.75
|  | Add 2.38% Above of Cartage |  |  |  | (+) | 975361.8
[7 empty] | 29020237.4109 |  | 29020237.4109
PART - I
UG Tank
U.G Tank for Main Building
1 | Excavation in foundation of buildings bridges & other structure in/c: dagbelling dressing refilling around structure with excavated earth watering and ramming lead upto one chain and lift upto 5' (b) in ordinary soil. (S.I.No.4/18-b) | 5512.5 | Cft | 3176.25 | %0Cft |  | 17509.0781
2 | Cutting Hard Rock such as granite ballast hard lime stone or sand stone etc with chisels and hammers for small foundation. (S.I.No.19/P-5). | 9922.5 | Cft | 28672.05 | %0Cft | = | 284498.4161
3 | Cement concrete brick or stone ballast 1-1/2" to 2" gauge ratio 1:4:8 (S.I.No.14/4-b) | 1914 | Cft | 9416.28 | %Cft | = | 180227.5992
4 | Fabrication of M.S reinforcement for cement concrete including cutting, bending, laying in position making joints and fastening including cost of binding wire (also includes removal of rust from bars (a) using of tor hars. (S.i.No.17/8-b) | 659.7474 | Cwt | 5001.7 | P.Cwt | = | 3299858.5679
5 | R.C.C work including all labour and materials except the cost of steel reinforcement and its labour for bending and binding which will be paid separately. This Rate also include all kinds of forms: lifting shuttering curing rendering and finishing the exposed surface (i/c screening & washing of shingle). R.C. work in roof, slab, beams cols, rafts, lintels and other structural all respect ratio 1:2:4 (90-lbs) cement 2-cft sand 4-cft shingle 1/8" to 1/4" gauge (S.I.No.16/6-a-i) | 6016.85 | Cft | 337 | P.Cft | = | 2027678.45
6 | Water Stopper to provide water sealing to tanks (6" to 9")(R.A) | 225 | Cft | 320 | P.Rft | = | 72000
7 | Damp proof course with cement sand ratio (1:2) mixed with dampo (S.I.. No. 69/ P-107) | 3338.395 | Cft | 2401.58 | %Sft | = | 80174.2266
U.G Tanks for Residential Block
8 | Excavation in foundation of building bridges and other structures including dabbling dressing refilling around structure with refilling around structure with excavated earth watering and ramming lead upto 5 ft. (b) In ordinary Soil. (S.I.No.18-b/P-4) | 4067.8443 | Cft | 3176.25 | %0Cft |  | 12920.4905
9 | Cutting Hard Rock such as granite ballast hard lime stone or sand stone etc with chisels and hammers for small foundation. (S.I.No.19/P-5) | 2816.1999 | Cft | 28672.05 | %0Cft | = | 80746.2243
10 | Cement concrete brick or stone ballast 1-5” to 2” gauge, (d) Ratio 1:4:8 (S.I # 4(d)/c-4) | 241.3144 | Cft | 9416.28 | %Cft | = | 22722.8443
11 | Fabrication of M.S reinforcement for cement concrete including cutting, bending, laying in position making joints and fastening including cost of binding wire (also includes removal of rust from bars (a) using of tor hars. (S.i.No.17/8-b) | 294.5217 | Cwt | 5001.7 | P.Cwt | = | 1473109.044
12 | R.C.C work including all labour and material except the cost of steel reinforcement and its labour of bending and binding which will be paid separately, this rate also includes all kinds of forms mould: lifting shuttering curring rendering and finishing the exposed surface (including screening and washing of shingle). Ratio (1:2:4) 90 Lbs cement 2 Cft sand 4 Cft, shingle 1/8” to ¼” guage. (S.I.No.6-a/P.17) | 2158.4975 | Cft | 337 | P.Cft | = | 727413.6575
13 | Damp proof course with cement sand ratio (1:2) mixed with dampo (S.I.. No. 69/ P-107) 3/4" thick. | 2656 | Cft | 320 | P.Rft | = | 849920
14 | Vertical damp proof course of ¾" thick cement plaster 1:2 with bitumen at (20 lbs per %Sft) (S.I.. No. 70/ P-107) | 1194.48 | Cft | 2401.58 | %Sft | = | 28686.3928
| Total | [5 empty] | 9157464.9914
|  | Add 10% Above on Item No. 4 & 11 |  |  |  | (+) | 624607.66
|  | Add 3.17% Above of Cartage |  |  |  | (+) | 392093.46
[7 empty] | 10174166.1114 |  | 10174166.1114
PART - J
COMPOUND WALL
1 | Excavation in foundation of buildings bridges & other structure in/c: dagbelling dressing refilling around structure with excavated earth watering and ramming lead upto one chain and lift upto 5' (b) in ordinary soil. (S.I.No.4/18-b) | 8053.2 | Cwt | 3176.25 | %0Cft |  | 25578.9765
2 | Cement concrete brick or stone ballast 1-1/2" to 2" gauge ratio 1:4:8 (S.I.No.14/4-b). | 4843.95 | Cft | 9416.28 | %Cft | = | 456119.8951
4 | Fabrication of M.S reinforcement for cement concrete including cutting, bending, laying in position making joints and fastening including cost of binding wire (also includes removal of rust from bars (a) using of tor hars. (S.i.No.17/8-b) | 95.9069 | Cft | 5001.7 | P.Cwt | = | 479697.3765
5 | R.C.C work including all labour and materials except the cost of steel reinforcement and its labour for bending and binding which will be paid separately. This Rate also include all kinds of forms: lifting shuttering curing rendering and finishing the exposed surface (i/c screening & washing of shingle). R.C. work in roof, slab, beams cols, rafts, lintels and other structural all respect ratio 1:2:4 (90-lbs) cement 2-cft sand 4-cft shingle 1/8" to 1/4" gauge (S.I.No.16/6-a-i) | 1525.09 | Rft | 337 | P.Cft | = | 513955.33
6 | Erection and removal of centering for RCC or plain cement concrete works of deodar wood (2nd class for partal wood vertical. (S.I.No.17/19-b-ii) | 3952 | Sft | 3127.41 | %Sft | = | 117980.4477
7 | Cement concrete plain including placing compacting finishing and curing complete (including screening and washing of stone aggregate without shuttering ratio (h) 1:3:6. (S.I.No.15/5-h) | 5165.2 | Sft | 12595 | %Cft | = | 159172.5589
8 | Providing and laying 1:3:6 cement concrete solid block masonry set in 1:6 cement mortar in ground floor superstructure in/c: raking out joints and curing etc complete. (S.I.No.19/24). | 2891.5002 | Sft | 15771.01 | %Cft |  | 456018.7778
9 | Cement Plaster (1:4) upto 12' height 3/4" thick. (S.I.No.51/11-C) . | 6080 | Sft | 3015.76 | %Sft | = | 183358.208
10 | Distempering in three coats.(S.I.No.54/24). | 36290.4 | Rft | 1079.65 | %Sft | = | 391809.3036
11 | Making and fixing steel grated door with 1/16" thick sheeting including angle iron frame 2"x2"x3/8" and 3/4" square bars 4" centre to centre with locking arrangement. (S.I.No.91/24) | 128 | Sft | 726.72 | P.Sft | = | 93020.16
| Total | [5 empty] | 2876711.034
|  | Add 10% Above on Item No. 4 & 11 |  |  |  | (+) | 57271.75
|  | Add 3.20% Above of Cartage |  |  |  | (+) | 335592.64
[7 empty] | 3269575.424 |  | 3269575.424
PART "B"
PLUMBING WORKS
| Main Building Complete Plumbering Work of Main Building & Kitchen (canteen) |  |  |  |  | = | 3532081.43 |  | 3532081.43
| Residential Flats Complete Plumbering Work of Residential Flats Category V. |  |  |  |  | = | 723212.94 |  | 723212.94
| Residential Flats Complete Plumbering Work of Residential Flats Category IV. |  |  |  |  | = | 766524.4 |  | 766524.4
| Residential Flats Complete Plumbering Work of Residential Flats Category III. |  |  |  |  | = | 827844.84 |  | 827844.84
94662111.2327
SUB ENGINEER. |  | ASSITANT ENGINEER |  |  | EXECUTIVE ENGINEER
|  | BUILDING GADAP TOWN |  |  | BUILDING -II W&S DEPARTMENT
|  | KARACHI. |  |  | KARACHI.

## SCHEDULE B-ok
Name of Work:- Establishment of Cardiac Emergency Centre in Baldia Town, Karachi ( Remaining Balance Work of Main Building in/c Compound Wall, Category-V, Category-IV, Category-III Flats, UG-Tanks, In/c Internal & External W/S & S/F)
SCHEDULE "B"
S./# | Description of item | Quantity |  | Rate | Unit |  | Amount
(PART-A) MAIN BUILDING
1 | Providing and fixing in position doors windows and ventilators of 1st class deodar wood frames and 1-3/4" thick commercial ply veneer shutter of 1st class deodar skeletion (Hollow) and commercial ply wood (3-ply) on both side in/c: holdfast, hinges, iron tower bolts handles and cleats with cross and one mort ice lock and hook (S.I.no.58/9)(without chokhats) | 4410.6 | Sft | 1227.36 | P.Sft |  | 5413394.016 |  | ok
2 | Primary coat of chalk under distemper. (S.I.No.54/23) | 98239.4413 | Sft | 442.75 | %Sft |  | 434955.1261 |  | ok
3 | Distempering in three coats.(S.I.No.54/24) | 45415.925 | Sft | 1079.65 | %Sft |  | 490333.0343 |  | ok
4 | Preparing the surface and painting with plastic emulsion paint of approved make I/c rubbing the surface with sand paper, filling the voids with chalk and plaster of Paris and then painting complete (S.I No. 40A-B) (2 coats). | 49700.5225 | Sft | 1659.35 | %Sft |  | 824705.6201 |  | ok
5 | Preparing the surface and painting with weather coat i/c rubbing the surface with rubbing brick / sand paper filling the voids with chalk/ plaster of paris and then painting with weather coat of approved make (S.I. No.38A+B/P-56) (2Coats) | 17869.6272 | Rft | 1948.1 | %Sft |  | 348118.2075 |  | ok
6 | Providing & laying Porcelien tiles glazed & polished 2x2x5.16 on floor of wall facing in required colour and pattern in white cement and pigment over base of 1:2 grey Cement mortor 3/4" thick including washing and filling of the joints with salury of white cement and pigment in desired shape with finishing cleaning & cost of Wax polish i/c cutting tiles to proper profile. (R.A) | 18057.2789 | Sft | 350 | P.Sft |  | 6320047.615 |  | ok
7 | Supply and fixing in position aluminum channel framing for sliding window ventilators of alcop made with 5 mm thick thinned glass glazed (Belgium) and aluminum fly screen in'/c: handles stopper and locking arragement etc complete. (Deluxe model boronze)(S.I.No.108/84-b) | 8488 | Sft | 1647.69 | P.Sft |  | 13985592.72 |  | ok
8 | Supply and fixing in position aluminum channel framing hinges doors of Alcop made with 5 mm thick tined glass glazed (Belgium) and alpha (Japan) lock in/c: handles stopper etc (b) Deluxe model boronze)(S.I.No.108/83-b) | 3188 | Sft | 1507.66 | P.Sft |  | 4806420.08 |  | ok
[5 empty] | Total |  | 32623566.419 |  | 32623566.419
| _____% Above / Below on Item No. 7 & 8 | [6 empty] | - | 3758402.56 | 18792012.8
|  | Total Part 'A' Main Building | [5 empty] | = | 28865163.859
( PART - B )
GARRAGE
1 | Excavation in foundation of buildings bridges & other structure in/c: dagbelling dressing refilling around structure with excavated earth watering and ramming lead upto one chain and lift upto 5' (b) in ordinary soil. (S.I.No.4/18-b) | 3393.7 | Cft | 3176.25 | %0Cft |  | 10779.2396 |  | ok
2 | Cement concrete brick or stone ballast 1-1/2" to 2" gauge ratio 1:4:8 (S.I.No.15/4-b). | 410.505 | Cft | 9416.28 | %Cft |  | 38654.3002 |  | ok
3 | Fabrication of M.S reinforcement for cement concrete including cutting, bending, laying in position making joints and fastening including cost of binding wire (also includes removal of rust from bars (a) using of tor hars. (S.i.No.16/18-b) | 70.9303 | Cwt | 5001.7 | P.Cwt |  | 354771.8922 |  | ok
4 | R.C.C work including all labour and materials except the cost of steel reinforcement and its labour for bending and binding which will be paid separately. This Rate also include all kinds of forms: lifting shuttering curing rendering and finishing the exposed surface (i/c screening & washing of shingle). R.C. work in roof, slab, beams cols, rafts, lintels and other structural all respect ratio 1:2:4 (90-lbs) cement 2-cft sand 4-cft shingle 1/8" to 1/4" gauge (S.I.No.16/6-a).
a | Ratio 1:2:4 | 756.88 | Cft | 337 | P.Cft |  | 255068.56
b | Ratio 1:1½:3 | 114.57 | Cft | 349 | P.Cft |  | 39984.93
5 | Erection and removal of centering for RCC or plain cement concrete works of deodar wood (2nd class for partal wood vertical. (S.I.No.18/19-b-ii). | 473 | Sft | 3127.41 | %Sft |  | 14792.6493
6 | Cement concrete plain including placing compacting finishing and curing complete (including screening and washing of stone aggregate without shuttering ratio (h) 1:3:6. (S.I.No.16/5-h). | 196.295 | Cft | 12595 | %Cft |  | 24723.3553
7 | Filling watering and ramming earth under floor with surplus earth excavated from out side lead upto one chain and lift upto 5. (S.I.4/21). | 3192 | Sft | 1512.5 | %0Cft |  | 4827.9
8 | Filling watering and ramming earth under floor with new earth excavated from out side lead upto one chain and lift upto 5.( Extra Lead Upto 30 Miles) (S.I.4/22). | 324 | Sft | 19164 | %0Cft |  | 6209.136
9 | Providing and laying 1:3:6 cement concrete solid block masonry set in 1:6 cement mortar in ground floor superstructure in/c: raking out joints and curing etc complete. (S.I.No.19/24). | 255 | Cft | 15771.01 | %Cft |  | 40216 |  | ok
10 | Cement Plaster (1:4) upto 12' height 3/4" thick. (S.I.No.51/11-C) . | 1315 | Sft | 3015.76 | %Sft |  | 39657 |  | ok
11 | P/S Special type heaving iron gate with 2” x 2’ x 3/8” size angle iron & date by date i/c 11/2" x 11/2" latha on both sides i/c cost of errection of gates etc complete in all respect. (S. No. 91/24) | 72 | Sft | 726.72 | P.Sft |  | 52323.84
12 | Supply and fixing in position aluminum channel framing for sliding window ventilators of alcop made with 5 mm thick thinned glass glazed (Belgium) and aluminum fly screen in'/c: handles stopper and locking arragement etc complete. (Deluxe model boronze)(S.I.No.108/84-b). | 12 | Sft | 1647.69 | P.Sft |  | 19772.28
13 | P/L 2" thick c.c. topping 1:2:4 in/c: surface finishing and dividing into panels 2" thick (S.I Nop.16-c/P-42) | 238 | Sft | 3275.5 | %Sft |  | 7796 |  | ok
14 | Cement concrete plain including placing compacting finishing and curing complete (including screening and washing of stone aggregate without shuttering ratio (h) 1:3:6. (S.I.No.16/5-h) | 53.46 | Cwt | 12595 | %Cft |  | 6733.287
15 | White Washing in 3 Coats (SI. No 26 (b) /P.54) | 2273.59 | Rft | 829.95 | %Sft |  | 18869.6602
| Total | [5 empty] | 935180.0298 |  | 935180.0298
|  | _____% Above / Below on Item No.12 | [6 empty] | 3954.456 | -
[5 empty] | Total |  |  |  | 931225.5738
| _____% Above / Below on Item No. 3 & 11. | [6 empty] | + | 40709.5732 | 407095.7322
|  | Total Part 'B' Garrage | [6 empty] | 971935.147
0
( PART -C )
GENARATOR ROOM
1 | Excavation in foundation of buildings bridges & other structure in/c: dagbelling dressing refilling around structure with excavated earth watering and ramming lead upto one chain and lift upto 5' (b) in ordinary soil. (S.I.No.4/18-b) | 5450.6 | Cft | 3176.25 | %0Cft |  | 17312.4683
2 | Cement concrete brick or stone ballast 1-1/2" to 2" gauge ratio 1:4:8 (S.I.No.14/4-b). | 687.5675 | Rft | 9416.28 | %Cft |  | 64743.281
3 | Erection and removal of centering for RCC or plain cement concrete works of deodar wood (2nd class for partal wood vertical. (S.I.No.17/19-b-ii) | 880 | Sft | 3127.41 | %Sft |  | 27521.208
4 | Cement concrete plain including placing compacting finishing and curing complete (including screening and washing of stone aggregate without shuttering ratio (h) 1:3:6. (S.I.No.15/5-h) | 294.8 | Cft | 12595 | %Cft |  | 37130.06
5 | Filling watering and ramming earth under floor with surplus earth excavated from out side lead upto one chain and lift upto 5. (S.I.4/21). | 1440 | Sft | 1512.5 | %0Cft |  | 2178
6 | Filling watering and ramming earth under floor with new earth excavated from out side lead upto one chain and lift upto 5.( Extra Lead Upto 30 Miles) (S.I.4/22). | 720 | Sft | 19164 | %0Cft |  | 13798
7 | Fabrication of M.S reinforcement for cement concrete including cutting, bending, laying in position making joints and fastening including cost of binding wire (also includes removal of rust from bars (a) using of tor hars. (S.i.No.17/8-b) | 104.5893 | Cwt | 5001.7 | P.Cwt |  | 523124.0928
8 | R.C.C work including all labour and materials except the cost of steel reinforcement and its labour for bending and binding which will be paid separately. This Rate also include all kinds of forms: lifting shuttering curing rendering and finishing the exposed surface (i/c screening & washing of shingle). R.C. work in roof, slab, beams cols, rafts, lintels and other structural all respect ratio 1:2:4 (90-lbs) cement 2-cft sand 4-cft shingle 1/8" to 1/4" gauge (S.I.No.16/6-a-i).
a | Ratio 1:2:4 | 1180.16 | Cft | 337 | P.Cft |  | 397713.92
b | Ratio 1:1½:3 | 160.8 | Cft | 349 | P.Cft |  | 56119.2
9 | Providing and laying 1:3:6 cement concrete solid block masonry set in 1:6 cement mortar in ground floor superstructure in/c: raking out joints and curing etc complete. (S.I.No.19/24). | 296 | Cft | 15771.01 | %Cft |  | 46682.1896
10 | Cement Plaster (1:4) upto 12' height 3/4" thick. (S.I.No.51/11-C) . | 2353 | Sft | 3015.76 | %Sft |  | 70960.8328
11 | P/L 2" thick c.c. topping 1:2:4 in/c: surface finishing and dividing into panels 2" thick (S.I Nop.16-c/P-46) | 857 | Sft | 3275.5 | %Sft |  | 28071.035
12 | Two coats of bituman laid using 34 lbs for % sft over roof & blinded with one cft per % sft. (S.No.13/P-35) | 575 | Sft | 1887.4 | %Sft |  | 10852.55
13 | Extra Labour for each story above ground floor for mosaic conglate or tile stone and wooden floor. (S.I 42/18) | 575 | Sft | 226.88 | %Sft |  | 1304.56
14 | White Washing in 3 Coats (SI. No 26 (b) /P.54) | 2287 | Sft | 829.95 | %Sft |  | 18980.9565
| Total | [5 empty] | 1316493 |  | 1316493
| ____% Above / Below on Item No. 7 | [6 empty] | + | 52312.4093
|  | Total Part 'C' Generator Room | [6 empty] | 1368805.4093
0
( PART - D )
KESC SUB- STATION
1 | Excavation in foundation of buildings bridges & other structure in/c: dagbelling dressing refilling around structure with excavated earth watering and ramming lead upto one chain and lift upto 5' (b) in ordinary soil. (S.I.No.4/18-b) | 6631 | Cft | 3176.25 | %0Cft |  | 21061.7137
2 | Cement concrete brick or stone ballast 1-1/2" to 2" gauge ratio 1:4:8 (S.I.No.15/4-b). | 820.16 | Rft | 9416.28 | %Cft |  | 77228.562
3 | Erection and removal of centering for RCC or plain cement concrete works of deodar wood (2nd class for partal wood vertical. (S.I.No.18/19-b-ii) | 990.11 | Sft | 3127.41 | %Sft |  | 30964.7992
4 | Cement concrete plain including placing compacting finishing and curing complete (including screening and washing of stone aggregate without shuttering ratio (h) 1:3:6. (S.I.No.15/5-h) | 270.2579 | Cft | 12595 | %Cft |  | 34038.9825
5 | Filling watering and ramming earth under floor with surplus earth excavated from out side lead upto one chain and lift upto 5. (S.I.4/21). | 3372 | Sft | 1512.5 | %0Cft |  | 5100 |  | ok
6 | Filling watering and ramming earth under floor with new earth excavated from out side lead upto one chain and lift upto 5.( Extra Lead Upto 30 Miles) (S.I.4/22). | 950 | Sft | 19164 | %0Cft |  | 18206 |  | ok
7 | Fabrication of M.S reinforcement for cement concrete including cutting, bending, laying in position making joints and fastening including cost of binding wire (also includes removal of rust from bars (a) using of tor hars. (S.i.No.17/8-b) | 99.0178 | Cwt | 5001.7 | P.Cwt |  | 495257.3481
8 | R.C.C work including all labour and materials except the cost of steel reinforcement and its labour for bending and binding which will be paid separately. This Rate also include all kinds of forms: lifting shuttering curing rendering and finishing the exposed surface (i/c screening & washing of shingle). R.C. work in roof, slab, beams cols, rafts, lintels and other structural all respect ratio 1:2:4 (90-lbs) cement 2-cft sand 4-cft shingle 1/8" to 1/4" gauge (S.I.No.16/6-a-i).
a | Ratio 1:2:4 | 1300.45 | Cft | 337 | P.Cft |  | 438251.65
b | Ratio 1:1½:3 | 161.85 | Cft | 349 | P.Cft |  | 56485.65
9 | Providing and laying 1:3:6 cement concrete solid block masonry set in 1:6 cement mortar in ground floor superstructure in/c: raking out joints and curing etc complete. (S.I.No.19/24). | 296 | Cft | 15771.01 | %Cft |  | 46682 |  | ok
10 | Cement Plaster (1:4) upto 12' height 3/4" thick. (S.I.No.52/11-C) . | 1975 | Sft | 3015.76 | %Sft |  | 59561 |  | ok
11 | P/L 2" thick c.c. topping 1:2:4 in/c: surface finishing and dividing into panels 2" thick (S.I Nop.16-c/P-46) | 1002 | Sft | 3275.5 | %Sft |  | 32820.51
12 | Two coats of bituman laid using 34 lbs for % sft over roof & blinded with one cft per % sft. (S.No.13/P-35) | 720 | Sft | 1887.4 | %Sft |  | 13589
13 | Extra Labour for each story above ground floor for mosaic conglate or tile stone and wooden floor. (S.I 42/18) | 720 | Sft | 226.88 | %Sft |  | 1634
14 | White Washing in 3 Coats (SI. No 26 (b) /P.54) | 2287 | Sft | 829.95 | %Sft |  | 18980.9565
| Total | [5 empty] | 1349873 |  | 1349873
|  | _____% Above / Below on Item No. 7 | [5 empty] | + | 49527
|  | Total Part 'D' KESC Sub-Station | [5 empty] | = | 1399400
0
PART - E
KITCHEN BLOCK
1 | Excavation in foundation of buildings bridges & other structure in/c: dagbelling dressing refilling around structure with excavated earth watering and ramming lead upto one chain and lift upto 5' (b) in ordinary soil. (S.I.No.4/18-b) | 12727.89 | Cft | 3176.25 | %0Cft |  | 40426.9606
2 | Cement concrete brick or stone ballast 1-1/2" to 2" gauge ratio 1:4:8 (S.I.No.15/4-b). | 2197 | Rft | 9416.28 | %Cft |  | 206876
3 | Filling watering and ramming earth under floor with surplus earth excavated from out side lead upto one chain and lift upto 5. (S.I.4/21). | 7951 | Sft | 1512.5 | %0Cft |  | 12026
4 | Filling watering and ramming earth under floor with new earth excavated from out side lead upto one chain and lift upto 5.( Extra Lead Upto 30 Miles) (S.I.4/22). | 3975.63 | Sft | 19164 | %0Cft |  | 76188.9733
5 | Erection and removal of centering for RCC or plain cement concrete works of deodar wood (2nd class for partal wood vertical. (S.I.No.17/19-b-ii) | 2040.06 | Sft | 3127.41 | %Sft |  | 63801.0404
6 | Cement concrete plain including placing compacting finishing and curing complete (including screening and washing of stone aggregate without shuttering ratio (h) 1:3:6. (S.I.No.15/5-h) | 683.4201 | Cft | 12595 | %Cft |  | 86076.7616
7 | Fabrication of M.S reinforcement for cement concrete including cutting, bending, laying in position making joints and fastening including cost of binding wire (also includes removal of rust from bars (a) using of tor hars. (S.i.No.17/8-b) | 228.1936 | Cwt | 5001.7 | P.Cwt |  | 1141338
8 | R.C.C work including all labour and materials except the cost of steel reinforcement and its labour for bending and binding which will be paid separately. This Rate also include all kinds of forms: lifting shuttering curing rendering and finishing the exposed surface (i/c screening & washing of shingle). R.C. work in roof, slab, beams cols, rafts, lintels and other structural all respect ratio 1:2:4 (90-lbs) cement 2-cft sand 4-cft shingle 1/8" to 1/4" gauge (S.I.No.16/6-a-i).
8A | Ratio 1:2:4 | 2319.39 | Cft | 337 | P.Cft |  | 781634.43
8 B | Ratio 1:1½:3 | 171.86 | Cft | 349 | P.Cft |  | 59979.14
9 | Providing and laying 1:3:6 cement concrete solid block masonry set in 1:6 cement mortar in ground floor superstructure in/c: raking out joints and curing etc complete. (S.I.No.19/24). | 626 | Cft | 15771.01 | %Cft |  | 98726
10 | P/F G.I. frames / chowkhats of size 7"x2" or 4-1/2" x 3" for door using 20 gauge G.I. sheet in/c: welded hinges and fixing at site with necessary holdfast, filling with cement sand slurry of ratio 1:6 and repairing the jambs. The cost also in/c: all carriage tools and plants used in making and fixing (S.I.No.93/29) | 59 | Rft | 228.9 | P.Rft |  | 13505.1
11 | Cement Plaster (1:4) upto 12' height 3/4" thick. (S.I.No.52/11-C) . | 4706 | Sft | 3015.76 | %Sft |  | 141922
12 | Laying white marble flooring fine dressed in the surface without winding set in lime mortar 1:2 in/c rubbing and polishing of the joints. (3/4" thick flooring). (S.I.No.43/28). | 1291.4572 | Sft | 567.48 | P.Sft |  | 732876.1319 | ok
13 | Providing and fixing 3/8" thick marble tiles of approved quality and colour shade size 8" x 4"/6"x4" in dado skirting and facing removal/tucking of existing plaster surface etc over 1/2" thick base of cement mortar 1:3 setting mortar base including filling the joints and washing the tiles with white cement slurry current finishing cleaning and polishing etc complete. (ii) for old work. (S.I.No.49/68-ii). | 752.22 | Sft | 186.04 | P.Sft |  | 139943.0088 | ok
14 | White glazed tile 1/4" thick dado jointed in white cement and laid over 1:2 cement sand mortar 3/4" thick including finishing. (S.I No. 45/37) | 450.2 | Sft | 28253.61 | %Sft |  | 127197.7522 | ok
15 | Providing and fixing in position doors windows and ventilators of 1st class deodar wood frames and 1-3/4" thick commercial ply veneer shutter of 1st class deodar skeletion (Hollow) and commercial ply wood (3-ply) on both side in/c: holdfast, hinges, iron tower bolts handles and cleats with cross and one mort ice lock and hook (S.I.no.58/9)(without chokhats). | 69.03 | Sft | 1227.36 | P.Sft |  | 84724.6608 | ok
16 | Painting new surface preparing surface painting doors and window any type (three coats) (S.I.No.70/5-c-ii). | 138.06 | Sft | 2116.41 | %Sft |  | 2921.9156
17 | White Washing in 3 Coats (SI. No 26 (b) /P.54) | 1524.08 | Sft | 829.95 | %Sft |  | 12649.102
18 | P/L 2" thick c.c. topping 1:2:4 in/c: surface finishing and dividing into panels 2" thick (S.I Nop.16-c/P-46) | 1556.25 | Sft | 3275.5 | %Sft |  | 50974.9688 | [6 empty] | 732876
139943
19 | Two coats of bituman laid using 34 lbs for % sft over roof & blinded with one cft per % sft. (S.No.13/P-35) | 1556.25 | Sft | 1887.4 | %Sft |  | 29372.6625 | [6 empty] | 127198
84725
20 | Extra Labour for each story above ground floor for mosaic conglate or tile stone and wooden floor. (S.I 42/18) | 1556.25 | Sft | 226.88 | %Sft |  | 3530.82 | [5 empty] | 216948.4 | 1084742
| Total | [5 empty] | 3906692 |  | 3906692
| _____% Above / Below on Item No. 12,13,14 & 15. | [6 empty] | - | 216948.3107 | 1084741.5537
| Total | [7 empty] | 3689743.6893 |  |  | 354787.3375
|  | _____% Above / Below on Item No. 7. | [5 empty] | + | 114133.8
|  | G.Total Part 'E' Kitchen Block. | [6 empty] | 3803877.4893
0
PART - F
RESIDENTIAL FLATS
CATEGORY - V
GROUND FLOOR
1 | Excavation in foundation of buildings bridges & other structure in/c: dagbelling dressing refilling around structure with excavated earth watering and ramming lead upto one chain and lift upto 5' (b) in ordinary soil. (S.I.No.4/18-b) | 16515.2 | Cft | 3176.25 | %0Cft |  | 52456.404
2 | Cement concrete brick or stone ballast 1-1/2" to 2" gauge ratio 1:4:8 (S.I.No.14/4-b) | 2263.9725 | Cft | 9416.28 | %Cft |  | 213181.9897
3 | Erection and removal of centering for RCC or plain cement concrete works of deodar wood (2nd class for partal wood vertical. (S.I.No.17/19-b-ii) | 2605.4 | Sft | 3127.41 | %Sft |  | 81481.5401
4 | Cement concrete plain including placing compacting finishing and curing complete (including screening and washing of stone aggregate without shuttering ratio (h) 1:3:6. (S.I.No.15/5-h) | 1745.618 | Cft | 12595 | %Cft |  | 219860.5871
5 | Filling watering and ramming earth under floor with surplus earth excavated from out side lead upto one chain and lift upto 5. (S.I.4/21). | 10450 | Cft | 1512.5 | %0Cft |  | 15806 | ok
6 | Filling watering and ramming earth under floor with new earth excavated from out side lead upto one chain and lift upto 5.( Extra Lead Upto 30 Miles) (S.I.4/22). | 1635 | Cft | 19164 | %0Cft |  | 31333.14
7 | Fabrication of M.S reinforcement for cement concrete including cutting, bending, laying in position making joints and fastening including cost of binding wire (also includes removal of rust from bars (a) using of tor hars. (S.i.No.17/8-b) | 374.3863 | Cwt | 5001.7 | P.Cwt |  | 1872586 | ok
8 | R.C.C work including all labour and materials except the cost of steel reinforcement and its labour for bending and binding which will be paid separately. This Rate also include all kinds of forms: lifting shuttering curing rendering and finishing the exposed surface (i/c screening & washing of shingle). R.C. work in roof, slab, beams cols, rafts, lintels and other structural all respect ratio 1:2:4 (90-lbs) cement 2-cft sand 4-cft shingle 1/8" to 1/4" gauge (S.I.No.16/6-a-i)
a | Ratio 1:2:4 | 3661 | Cft | 337 | P.Cft |  | 1233757
b | Ratio 1:1½:3 | 361 | Cft | 349 | P.Cft |  | 125989
9 | Providing and laying 1:3:6 cement concrete solid block masonry set in 1:6 cement mortar in ground floor superstructure in/c: raking out joints and curing etc complete. (S.I.No.19/24). | 1902.44 | Cft | 15771.01 | %Cft |  | 300034.0026
10 | P/F G.I. frames / chowkhats of size 7"x2" or 4-1/2" x 3" for door using 20 gauge G.I. sheet in/c: welded hinges and fixing at site with necessary holdfast, filling with cement sand slurry of ratio 1:6 and repairing the jambs. The cost also in/c: all carriage tools and plants used in making and fixing (S.I.No.93/29) | 342.5 | Rft | 228.9 | P.Rft |  | 78398.25
11 | Cement Plaster (1:4) upto 12' height 3/4" thick. (S.I.No.52/11-C) . | 3170 | Sft | 3015.76 | %Sft |  | 95600
12 | Laying white marble flooring fine dressed in the surface without winding set in lime mortar 1:2 in/c rubbing and polishing of the joints.(b) 3/4" thick. (S.I.No.43/28) | 1098 | Sft | 567.48 | P.Sft |  | 623093.04
13 | Providing and fixing 3/8" thick marble tiles of approved quality and colour shade size 8" x 4"/6"x4" in dado skirting and facing removal/tucking of existing plaster surface etc over 1/2" thick base of cement mortar 1:3 setting mortar base including filling the joints and washing the tiles with white cement slurry current finishing cleaning and polishing etc complete. (ii) for old work. (S.I.No.49/68-ii). | 104.5 | Sft | 186.04 | P.Sft |  | 19441.18
14 | Laying floors of approved colored glazed tiles 1/4" thick laid in white cement and pigment on a bed of 3/4" thick cement mortar 1:2. (S.I.No.43/25) | 85.5 | Sft | 27747.06 | %Sft |  | 23723.7363
15 | White glazed tile 1/4" thick dado jointed in white cement and laid over 1:2 cement sand mortar 3/4" thick including finishing. (S.I No. 45/37) | 436 | Sft | 28299.3 | %Sft |  | 123384.948
16 | Providing and fixing in position doors windows and ventilators of 1st class deodar wood frames and 1-3/4" thick commercial ply veneer shutter of 1st class deodar skeletion (Hollow) and commercial ply wood (3-ply) on both side in/c: holdfast, hinges, iron tower bolts handles and cleats with cross and one mort ice lock and hook (S.I.no.58/9)(without chokhats). | 302.965 | Sft | 1227.36 | P.Sft |  | 371853
17 | Supply and fixing in position aluminum channel framing for sliding window ventilators of alcop made with 5 mm thick thinned glass glazed (Belgium) and aluminum fly screen in'/c: handles stopper and locking arragement etc complete. (Deluxe model boronze)(S.I.No.107/84-b). | 148 | Sft | 1647.69 | P.Sft |  | 243858.12
18 | Primary coat of chalk under distemper. (S.I.No.54/23) | 4059.5 | Sft | 442.75 | %Sft |  | 17973.4362
19 | Distempering in three coats.(S.I.No.54/24). | 4059.5 | Sft | 1079.65 | %Sft |  | 43828.3918
20 | Painting new surface preparing surface painting doors and window any type (three coats) (S.I.No.70/5C). | 605.93 | Sft | 2116.41 | %Sft |  | 12823.9631
| Total Part 'F' R/Flats Cat: V Grounf Floor. | [5 empty] | 5800464
CATEGORY - V
FIRST FLOOR
1 | Fabrication of M.S reinforcement for cement concrete including cutting, bending, laying in position making joints and fastening including cost of binding wire (also includes removal of rust from bars (a) using of tor hars. (S.i.No.17/8-b) | 199.1507 | Cwt | 5001.7 | P.Cwt |  | 996092.1401
2 | R.C.C work including all labour and materials except the cost of steel reinforcement and its labour for bending and binding which will be paid separately. This Rate also include all kinds of forms: lifting shuttering curing rendering and finishing the exposed surface (i/c screening & washing of shingle). R.C. work in roof, slab, beams cols, rafts, lintels and other structural all respect ratio 1:2:4 (90-lbs) cement 2-cft sand 4-cft shingle 1/8" to 1/4" gauge (S.I.No.16/6-a-i)
2a | Ratio 1:2:4 | 1254.63 | Cft | 349.1 | P.Cft |  | 437991
2b | Ratio 1:1½:3 | 211.05 | Cft | 361.1 | P.Cft |  | 76210
3 | Providing and laying 1:3:6 cement concrete solid block masonry set in 1:6 cement mortar in ground floor superstructure in/c: raking out joints and curing etc complete. (S.I.No.19/24). | 1313.875 | Cft | 15771.01 | %Cft |  | 207211.3576
4 | Add extra labour for block masonary in first floor. (S.I.No.23/19-a) | 1313.875 | Cft | 328.97 | % Cft |  | 4322
5 | P/F G.I. frames / chowkhats of size 7"x2" or 4-1/2" x 3" for door using 20 gauge G.I. sheet in/c: welded hinges and fixing at site with necessary holdfast, filling with cement sand slurry of ratio 1:6 and repairing the jambs. The cost also in/c: all carriage tools and plants used in making and fixing (S.I.No.93/29) | 342.5 | Rft | 228.9 | P.Rft |  | 78398.25
6 | Cement Plaster (1:4) upto 12' height 3/4" thick. (S.I.No.52/11-C) . | 3170 | Sft | 3015.76 | %Sft |  | 95600
7 | Laying white marble flooring fine dressed in the surface without winding set in lime mortar 1:2 in/c rubbing and polishing of the joints.(b) 3/4" thick. (S.I.No.43/28) | 1098 | Sft | 567.48 | P.Sft |  | 623093.04
8 | Providing and fixing 3/8" thick marble tiles of approved quality and colour shade size 8" x 4"/6"x4" in dado skirting and facing removal/tucking of existing plaster surface etc over 1/2" thick base of cement mortar 1:3 setting mortar base including filling the joints and washing the tiles with white cement slurry current finishing cleaning and polishing etc complete. (ii) for old work. (S.I.No.49/68-ii). | 104.5 | Sft | 186.04 | P.Sft |  | 19441.18
9 | Laying floors of approved colored glazed tiles 1/4" thick laid in white cement and pigment on a bed of 3/4" thick cement mortar 1:2. (S.I.No.43/25) | 85.5 | Sft | 27747.06 | %Sft |  | 23723.7363
10 | White glazed tile 1/4" thick dado jointed in white cement and laid over 1:2 cement sand mortar 3/4" thick including finishing. (S.I No. 45/37) | 436 | Sft | 28253.61 | %Sft |  | 123185.7396
11 | Providing and fixing in position doors windows and ventilators of 1st class deodar wood frames and 1-3/4" thick commercial ply veneer shutter of 1st class deodar skeletion (Hollow) and commercial ply wood (3-ply) on both side in/c: holdfast, hinges, iron tower bolts handles and cleats with cross and one mort ice lock and hook (S.I.no.58/9)(without chokhats). | 302.965 | Sft | 1227.36 | P.Sft |  | 371853
12 | Supply and fixing in position aluminum channel framing for sliding window ventilators of alcop made with 5 mm thick thinned glass glazed (Belgium) and aluminum fly screen in'/c: handles stopper and locking arragement etc complete. (Deluxe model boronze)(S.I.No.107/84-b). | 148 | Sft | 1647.69 | P.Sft |  | 243858.12
13 | Primary coat of chalk under distemper. (S.I.No.54/23) | 4059.5 | Sft | 442.75 | %Sft |  | 17973.4362
14 | Distempering in three coats.(S.I.No.54/24). | 4059.5 | Sft | 1079.65 | %Sft |  | 43828.3918
15 | Painting new surface preparing surface painting doors and window any type (three coats) (S.I.No.70/5-c-ii). | 605.93 | Sft | 2116.41 | %Sft |  | 12823.9631
| CATEGORY - V | Total Cat: V First Floor. |  |  |  |  | 3375602
SECOND FLOOR
1 | Fabrication of M.S reinforcement for cement concrete including cutting, bending, laying in position making joints and fastening including cost of binding wire (also includes removal of rust from bars (a) using of tor hars. (S.i.No.17/8-b) | 227.6604 | Cwt | 5001.7 | P.Cwt |  | 1138688.9396
2 | Extra Labour for lifting of steel above first floor for every additional floor (S.I. 29/P-19) | 227.6604 | Cwt | 151.25 | P.Cwt |  | 34433.633
3 | R.C.C work including all labour and materials except the cost of steel reinforcement and its labour for bending and binding which will be paid separately. This Rate also include all kinds of forms: lifting shuttering curing rendering and finishing the exposed surface (i/c screening & washing of shingle). R.C. work in roof, slab, beams cols, rafts, lintels and other structural all respect ratio 1:2:4 (90-lbs) cement 2-cft sand 4-cft shingle 1/8" to 1/4" gauge (S.I.No.16/6-a-i)
3a | Ratio 1:2:4 | 1807.26 | Cft | 337 | P.Cft |  | 609046.62
3b | Ratio 1:1½:3 | 211.05 | Cft | 349 | P.Cft |  | 73656.45
4 | Add extra labour for RCC in 2nd and subsequent story. (S.I.No.16/6-d) | 2018.31 | Cft | 24.2 | P.Cft |  | 48843 |  | ok
5 | Providing and laying 1:3:6 cement concrete solid block masonry set in 1:6 cement mortar in ground floor superstructure in/c: raking out joints and curing etc complete. (S.I.No.19/24). | 2269 | Cft | 15771.01 | %Cft |  | 354844
6 | Add extra labour for block masonary in first floor. (S.I.No.23/19-a) | 2269 | Cft | 760.03 | % Cft |  | 17245 |  | ok
7 | P/F G.I. frames / chowkhats of size 7"x2" or 4-1/2" x 3" for door using 20 gauge G.I. sheet in/c: welded hinges and fixing at site with necessary holdfast, filling with cement sand slurry of ratio 1:6 and repairing the jambs. The cost also in/c: all carriage tools and plants used in making and fixing (S.I.No.93/29) | 482 | Rft | 228.9 | P.Rft |  | 110329.8
8 | Cement Plaster (1:4) upto 12' height 3/4" thick. (S.I.No.52/11-C) . | 11459 | Sft | 3015.76 | %Sft |  | 345576 |  | ok
9 | Laying white marble flooring fine dressed in the surface without winding set in lime mortar 1:2 in/c rubbing and polishing of the joints.(b) 3/4" thick. (S.I.No.43/28) | 1098 | Sft | 567.48 | P.Sft |  | 623093.04
10 | Providing and fixing 3/8" thick marble tiles of approved quality and colour shade size 8" x 4"/6"x4" in dado skirting and facing removal/tucking of existing plaster surface etc over 1/2" thick base of cement mortar 1:3 setting mortar base including filling the joints and washing the tiles with white cement slurry current finishing cleaning and polishing etc complete. (ii) for old work. (S.I.No.49/68-ii). | 104.5 | Sft | 186.04 | P.Sft |  | 19441.18
11 | Laying floors of approved colored glazed tiles 1/4" thick laid in white cement and pigment on a bed of 3/4" thick cement mortar 1:2. (S.I.No.43/25) | 85.5 | Sft | 27747.06 | %Sft |  | 23723.7363
12 | White glazed tile 1/4" thick dado jointed in white cement and laid over 1:2 cement sand mortar 3/4" thick including finishing. (S.I No. 45/37) | 428 | Sft | 28253.61 | %Sft |  | 120925.4508
13 | Providing and fixing in position doors windows and ventilators of 1st class deodar wood frames and 1-3/4" thick commercial ply veneer shutter of 1st class deodar skeletion (Hollow) and commercial ply wood (3-ply) on both side in/c: holdfast, hinges, iron tower bolts handles and cleats with cross and one mort ice lock and hook (S.I.no.58/9)(without chokhats). | 302.965 | Sft | 1227.36 | P.Sft |  | 371853
14 | Supply and fixing in position aluminum channel framing for sliding window ventilators of alcop made with 5 mm thick thinned glass glazed (Belgium) and aluminum fly screen in'/c: handles stopper and locking arragement etc complete. (Deluxe model boronze)(S.I.No.107/84-b).
|  | 148 | Sft | 1647.69 | P.Sft |  | 243858.12
15 | Primary coat of chalk under distemper. (S.I.No.54/23) | 6065.4 | Sft | 442.75 | %Sft |  | 26854.5585
16 | Distempering in three coats.(S.I.No.54/24). | 12569.72 | Sft | 1079.65 | %Sft |  | 135708.982
17 | Painting new surface preparing surface painting doors and window any type (three coats) (S.I.No.70/5-c-ii). | 605.93 | Sft | 2116.41 | %Sft |  | 12823.9631
18 | Providing and Install MS Railing of best quality using 1-½ dia MS pipe (12Swg) handrail with ½" x ½" MS Bar for vertical support 3" x 1-½" Ms Box Section including Powder Coating, all hardwires, wastage clamps, embended in concrete fixing etc.(Non Schedule Item) | 176.99 | Rft |  | P/Rft
19 | P/L 2" thick c.c. topping 1:2:4 in/c: surface finishing and dividing into panels 2" thick (S.I Nop.16-c/P-46) | 2624.03 | Sft | 3275.5 | %Sft |  | 85950.1027
20 | Two coats of bituman laid using 34 lbs for % sft over roof & blinded with one cft per % sft. (S.No.13/P-35) | 2624.025 | Sft | 1887.4 | %Sft |  | 49525.8478
21 | Extra Labour for each story above ground floor for mosaic conglate or tile stone and wooden floor. (S.I 42/18) | 2624.025 | Sft | 226.88 | %Sft |  | 5953.3879 |  |  | G | f | S
| Total Part F (Cat: V) Second Floor Schedule Items | [5 empty] | 4455374 |  |  | 1405354 | 1405155 | 1402895
| Total (Cat: V) G+F+2nd Floor Schedule Items. | [5 empty] | 21642924
| ______% Above / Below on Item No. G-12,13,14,15,16&17- F-8,9,10,11,12 & 13- S- 9,10,11,12.13 & 14 | [6 empty] | -20% | 842680.8 | 281070.8 | 281031 | 280579
Total
______% Above / Below on Item No. G-7&10 - F-1&6 - S-1&7.
| Add: Non Schedule Item. | [6 empty] | 10% + | 427447
G.Total Part F (Cat: V Flats
PART - G
RESIDENTIAL FLATS
CATEGORY - IV
GROUND FLOOR
1 | Excavation in foundation of buildings bridges & other structure in/c: dagbelling dressing refilling around structure with excavated earth watering and ramming lead upto one chain and lift upto 5' (b) in ordinary soil. (S.I.No.4/18-b)
|  | 21516.5 | Cft | 3176.25 | %0Cft |  | 68341.7831
2 | Cement concrete brick or stone ballast 1-1/2" to 2" gauge ratio 1:4:8 (S.I.No.14/4-b) | 3708 | Cft | 9416.28 | %Cft |  | 349156
3 | Erection and removal of centering for RCC or plain cement concrete works of deodar wood (2nd class for partal wood vertical. (S.I.No.17/19-b-ii) | 4594 | Sft | 3127.41 | %Sft |  | 143673
4 | Cement concrete plain including placing compacting finishing and curing complete (including screening and washing of stone aggregate without shuttering ratio (h) 1:3:6. (S.I.No.15/5-h) | 1256.92 | Cft | 12595 | %Cft |  | 158309.074
5 | Filling watering and ramming earth under floor with surplus earth excavated from out side lead upto one chain and lift upto 5. (S.I.4/21). | 15336 | Cft | 1512.5 | %0Cft |  | 23196
6 | Filling watering and ramming earth under floor with new earth excavated from out side lead upto one chain and lift upto 5.( Extra Lead Upto 30 Miles) (S.I.4/22). | 3364 | Cft | 19164 | %0Cft |  | 64468
7 | Fabrication of M.S reinforcement for cement concrete including cutting, bending, laying in position making joints and fastening including cost of binding wire (also includes removal of rust from bars (a) using of tor hars. (S.i.No.17/8-b) | 711.9442 | Cwt | 5001.7 | P.Cwt |  | 3560910
8 | R.C.C work including all labour and materials except the cost of steel reinforcement and its labour for bending and binding which will be paid separately. This Rate also include all kinds of forms: lifting shuttering curing rendering and finishing the exposed surface (i/c screening & washing of shingle). R.C. work in roof, slab, beams cols, rafts, lintels and other structural all respect ratio 1:2:4 (90-lbs) cement 2-cft sand 4-cft shingle 1/8" to 1/4" gauge (S.I.No.16/6-a-i)
a | Ratio 1:2:4 | 5473 | Cft | 337 | P.Cft |  | 1844401
b | Ratio 1:1½:3 | 519 | Cft | 349 | P.Cft |  | 181131
9 | Providing and laying 1:3:6 cement concrete solid block masonry set in 1:6 cement mortar in ground floor superstructure in/c: raking out joints and curing etc complete. (S.I.No.19/24). | 2233.0625 | Cft | 15771.01 | %Cft |  | 352176.5102
10 | P/F G.I. frames / chowkhats of size 7"x2" or 4-1/2" x 3" for door using 20 gauge G.I. sheet in/c: welded hinges and fixing at site with necessary holdfast, filling with cement sand slurry of ratio 1:6 and repairing the jambs. The cost also in/c: all carriage tools and plants used in making and fixing (S.I.No.93/29) | 482 | Rft | 228.9 | P.Rft |  | 110329.8
11 | Cement Plaster (1:4) upto 12' height 3/4" thick. (S.I.No.52/11-C) . | 5170 | Sft | 3015.76 | %Sft |  | 155915
12 | Laying white marble flooring fine dressed in the surface without winding set in lime mortar 1:2 in/c rubbing and polishing of the joints.(b) 3/4" thick. (S.I.No.43/28) | 1697 | Sft | 567.48 | P.Sft |  | 963013.56
13 | Providing and fixing 3/8" thick marble tiles of approved quality and colour shade size 8" x 4"/6"x4" in dado skirting and facing removal/tucking of existing plaster surface etc over 1/2" thick base of cement mortar 1:3 setting mortar base including filling the joints and washing the tiles with white cement slurry current finishing cleaning and polishing etc complete. (ii) for old work. (S.I.No.49/68-ii). | 361 | Sft | 186.04 | P.Sft |  | 67160.44
14 | Laying floors of approved colored glazed tiles 1/4" thick laid in white cement and pigment on a bed of 3/4" thick cement mortar 1:2. (S.I.No.43/25) | 174 | Sft | 27747.06 | %Sft |  | 48279.8844
15 | White glazed tile 1/4" thick dado jointed in white cement and laid over 1:2 cement sand mortar 3/4" thick including finishing. (S.I No. 45/37) | 576 | Sft | 28253.61 | %Sft |  | 162740.7936
16 | Providing and fixing in position doors windows and ventilators of 1st class deodar wood frames and 1-3/4" thick commercial ply veneer shutter of 1st class deodar skeletion (Hollow) and commercial ply wood (3-ply) on both side in/c: holdfast, hinges, iron tower bolts handles and cleats with cross and one mort ice lock and hook (S.I.no.58/9)(without chokhats). | 414.18 | Sft | 1227.36 | P.Sft |  | 508347.9648
17 | Supply and fixing in position aluminum channel framing for sliding window ventilators of alcop made with 5 mm thick thinned glass glazed (Belgium) and aluminum fly screen in'/c: handles stopper and locking arragement etc complete. (Deluxe model boronze)(S.I.No.107/84-b). | 284 | Sft | 1647.69 | P.Sft |  | 467943.96
18 | Primary coat of chalk under distemper. (S.I.No.54/23) | 6815 | Sft | 442.75 | %Sft |  | 30173.4125
19 | Distempering in three coats.(S.I.No.54/24). | 6815 | Sft | 1079.65 | %Sft |  | 73578.1475
20 | Painting new surface preparing surface painting doors and window any type (three coats) (S.I.No.70/5-c-ii). | 828.36 | Sft | 2116.41 | %Sft |  | 17531.4939
|  | Total Part G (Cat: IV) Ground Floor. |  |  |  |  | 9350777
CATEGORY - IV
FIRST FLOOR
1 | Fabrication of M.S reinforcement for cement concrete including cutting, bending, laying in position making joints and fastening including cost of binding wire (also includes removal of rust from bars (a) using of tor hars. (S.i.No.17/8-b) | 295.6467 | Cwt | 5001.7 | P.Cwt |  | 1478753
3 | R.C.C work including all labour and materials except the cost of steel reinforcement and its labour for bending and binding which will be paid separately. This Rate also include all kinds of forms: lifting shuttering curing rendering and finishing the exposed surface (i/c screening & washing of shingle). R.C. work in roof, slab, beams cols, rafts, lintels and other structural all respect ratio 1:2:4 (90-lbs) cement 2-cft sand 4-cft shingle 1/8" to 1/4" gauge (S.I.No.16/6-a-i)
3a | Ratio 1:2:4 | 2269.11 | Cft | 349.1 | P.Cft |  | 792146
3b | Ratio 1:1½:3 | 314 | Cft | 361.1 | P.Cft |  | 113385
4 | Providing and laying 1:3:6 cement concrete solid block masonry set in 1:6 cement mortar in ground floor superstructure in/c: raking out joints and curing etc complete. (S.I.No.19/24). | 1400.0625 | Cft | 15771.01 | %Cft |  | 220803.9969
5 | Add extra labour for block masonary in first floor. (S.I.No.23/19-a) | 1400.0625 | Cft | 328.97 | % Cft |  | 4606
6 | P/F G.I. frames / chowkhats of size 7"x2" or 4-1/2" x 3" for door using 20 gauge G.I. sheet in/c: welded hinges and fixing at site with necessary holdfast, filling with cement sand slurry of ratio 1:6 and repairing the jambs. The cost also in/c: all carriage tools and plants used in making and fixing (S.I.No.93/29) | 482 | Rft | 228.9 | P.Rft |  | 110329.8
7 | Cement Plaster (1:4) upto 12' height 3/4" thick. (S.I.No.52/11-C) . | 5170 | Sft | 3015.76 | %Sft |  | 155915
8 | Laying white marble flooring fine dressed in the surface without winding set in lime mortar 1:2 in/c rubbing and polishing of the joints.(b) 3/4" thick. (S.I.No.43/28) | 1697 | Sft | 567.48 | P.Sft |  | 963013.56
9 | Providing and fixing 3/8" thick marble tiles of approved quality and colour shade size 8" x 4"/6"x4" in dado skirting and facing removal/tucking of existing plaster surface etc over 1/2" thick base of cement mortar 1:3 setting mortar base including filling the joints and washing the tiles with white cement slurry current finishing cleaning and polishing etc complete. (ii) for old work. (S.I.No.49/68-ii). | 361 | Sft | 186.04 | P.Sft |  | 67160.44
10 | Laying floors of approved colored glazed tiles 1/4" thick laid in white cement and pigment on a bed of 3/4" thick cement mortar 1:2. (S.I.No.43/25) | 174 | Sft | 27747.06 | %Sft |  | 48279.8844
11 | White glazed tile 1/4" thick dado jointed in white cement and laid over 1:2 cement sand mortar 3/4" thick including finishing. (S.I No. 45/37) | 576 | Sft | 28253.61 | %Sft |  | 162740.7936
12 | Providing and fixing in position doors windows and ventilators of 1st class deodar wood frames and 1-3/4" thick commercial ply veneer shutter of 1st class deodar skeletion (Hollow) and commercial ply wood (3-ply) on both side in/c: holdfast, hinges, iron tower bolts handles and cleats with cross and one mort ice lock and hook (S.I.no.58/9)(without chokhats). | 414.18 | Sft | 1227.36 | P.Sft |  | 508347.9648
13 | Supply and fixing in position aluminum channel framing for sliding window ventilators of alcop made with 5 mm thick thinned glass glazed (Belgium) and aluminum fly screen in'/c: handles stopper and locking arragement etc complete. (Deluxe model boronze)(S.I.No.107/84-b). | 284 | Sft | 1647.69 | P.Sft |  | 467943.96
14 | Primary coat of chalk under distemper. (S.I.No.61/25) | 6815 | Sft | 442.75 | %Sft |  | 30173.4125
15 | Distempering in three coats.(S.I.No.54/24). | 6815 | Sft | 1079.65 | %Sft |  | 73578.1475
16 | Painting new surface preparing surface painting doors and window any type (three coats) (S.I.No.70/5-c-ii). | 828.36 | Sft | 2116.41 | %Sft |  | 17531.4939
|  | Total Part G (Cat: IV) F/Floor. |  |  |  |  | 5214708
CATEGORY - IV
SECOND FLOOR
1 | Fabrication of M.S reinforcement for cement concrete including cutting, bending, laying in position making joints and fastening including cost of binding wire (also includes removal of rust from bars (a) using of tor hars. (S.i.No.17/8-b) | 343.0248 | Cwt | 5001.7 | P.Cwt |  | 1715683
2 | Extra Labour for lifting of steel above first floor for every additional floor (S.I. 29/P-19) | 343.0248 | Cwt | 151.25 | P.Cwt |  | 51882.5006
3 | R.C.C work including all labour and materials except the cost of steel reinforcement and its labour for bending and binding which will be paid separately. This Rate also include all kinds of forms: lifting shuttering curing rendering and finishing the exposed surface (i/c screening & washing of shingle). R.C. work in roof, slab, beams cols, rafts, lintels and other structural all respect ratio 1:2:4 (90-lbs) cement 2-cft sand 4-cft shingle 1/8" to 1/4" gauge (S.I.No.16/6-a-i)
3a | Ratio 1:2:4 | 4467 | Cft | 337 | P.Cft |  | 1505379
3b | Ratio 1:1½:3 | 314 | Cft | 349 | P.Cft |  | 109586
4 | Add extra labour for RCC in 2nd and subsequent story. (S.I.No.16/6-d) | 4781 | Cft | 24.2 | P.Cft |  | 115700
5 | Providing and laying 1:3:6 cement concrete solid block masonry set in 1:6 cement mortar in ground floor superstructure in/c: raking out joints and curing etc complete. (S.I.No.19/24). | 1977.6025 | Cft | 15771.01 | %Cft |  | 311887.888
6 | Add extra labour for block masonary in first floor. (S.I.No.23/19-a) | 1977.6025 | Cft | 760.03 | % Cft |  | 15030.3723
7 | P/F G.I. frames / chowkhats of size 7"x2" or 4-1/2" x 3" for door using 20 gauge G.I. sheet in/c: welded hinges and fixing at site with necessary holdfast, filling with cement sand slurry of ratio 1:6 and repairing the jambs. The cost also in/c: all carriage tools and plants used in making and fixing (S.I.No.93/29) | 482 | Rft | 228.9 | P.Rft |  | 110329.8
8 | Cement Plaster (1:4) upto 12' height 3/4" thick. (S.I.No.52/11-C) . | 18162 | Sft | 3015.76 | %Sft |  | 547722
9 | Laying white marble flooring fine dressed in the surface without winding set in lime mortar 1:2 in/c rubbing and polishing of the joints.(b) 3/4" thick. (S.I.No.43/28) | 1697 | Sft | 567.48 | P.Sft |  | 963013.56
10 | Providing and fixing 3/8" thick marble tiles of approved quality and colour shade size 8" x 4"/6"x4" in dado skirting and facing removal/tucking of existing plaster surface etc over 1/2" thick base of cement mortar 1:3 setting mortar base including filling the joints and washing the tiles with white cement slurry current finishing cleaning and polishing etc complete. (ii) for old work. (S.I.No.49/68-ii). | 361 | Sft | 186.04 | P.Sft |  | 67160.44
11 | Laying floors of approved colored glazed tiles 1/4" thick laid in white cement and pigment on a bed of 3/4" thick cement mortar 1:2. (S.I.No.43/25) | 174 | Sft | 27747.06 | %Sft |  | 48279.8844
12 | White glazed tile 1/4" thick dado jointed in white cement and laid over 1:2 cement sand mortar 3/4" thick including finishing. (S.I No. 45/37) | 564 | Sft | 28253.61 | %Sft |  | 159350.3604
13 | Providing and fixing in position doors windows and ventilators of 1st class deodar wood frames and 1-3/4" thick commercial ply veneer shutter of 1st class deodar skeletion (Hollow) and commercial ply wood (3-ply) on both side in/c: holdfast, hinges, iron tower bolts handles and cleats with cross and one mort ice lock and hook (S.I.no.58/9)(without chokhats). | 414.18 | Sft | 1227.36 | P.Sft |  | 508347.9648
14 | Supply and fixing in position aluminum channel framing for sliding window ventilators of alcop made with 5 mm thick thinned glass glazed (Belgium) and aluminum fly screen in'/c: handles stopper and locking arragement etc complete. (Deluxe model boronze)(S.I.No.107/84-b). | 284 | Sft | 1647.69 | P.Sft |  | 467943.96
15 | Primary coat of chalk under distemper. (S.I.No.54/23) | 6815 | Sft | 442.75 | %Sft |  | 30173.4125
16 | Distempering in three coats.(S.I.No.54/24). | 17691.7325 | Sft | 1079.65 | %Sft |  | 191008.7899
17 | Painting new surface preparing surface painting doors and window any type (three coats) (S.I.No.70/5-c-ii). | 828.36 | Sft | 2116.41 | %Sft |  | 17531.4939
18 | Providing and Install MS Railing of best quality using 1-½ dia MS pipe (12Swg) handrail with ½" x ½" MS Bar for vertical support 3" x 1-½" Ms Box Section including Powder Coating, all hardwires, wastage clamps, embended in concrete fixing etc.(Non-Schedule Item) | 176.99 | Rft |  | P/Rft
19 | P/L 2" thick c.c. topping 1:2:4 in/c: surface finishing and dividing into panels 2" thick (S.I Nop.16-c/P-46) | 2624.025 | Sft | 3275.5 | %Sft |  | 85949.9389
20 | Two coats of bituman laid using 34 lbs for % sft over roof & blinded with one cft per % sft. (S.No.13/P-35) | 2624.025 | Sft | 1887.4 | %Sft |  | 49525.8478
21 | Extra Labour for each story above ground floor for mosaic conglate or tile stone and wooden floor. (S.I 42/18) | 2624.025 | Sft | 226.88 | %Sft |  | 5953.3879
| Total Part G (Cat: IV) Second Floor Schedule Items | [5 empty] | 7077739
| Total (Cat: IV) G+F+2nd Floor Schedule Items. | [5 empty] | 21643224
_____% Above / Below on Item No. G-12,13,14,15,16&17- F-8,9,10,11,12&13- S-9,10,11,12,13&14.
Total
_____% Above / Below on Item No. G-9&12- F-1&6-S-1&7.
Add: Non Schedule Item.
G.Total Part G (Cat: IV Flats)
PART - H
RESIDENTIAL FLATS
CATEGORY - III
GROUND FLOOR
1 | Excavation in foundation of buildings bridges & other structure in/c: dagbelling dressing refilling around structure with excavated earth watering and ramming lead upto one chain and lift upto 5' (b) in ordinary soil. (S.I.No.4/18-b) | 26807.6118 | Cft | 3176.25 | %0Cft |  | 85147.677
2 | Cement concrete brick or stone ballast 1-1/2" to 2" gauge ratio 1:4:8 (S.I.No.14/4-b) | 5358.5935 | Cft | 9416.28 | %Cft |  | 504580.1704
3 | Erection and removal of centering for RCC or plain cement concrete works of deodar wood (2nd class for partal wood vertical. (S.I.No.17/19-b-ii) | 3772.465 | Sft | 3127.41 | %Sft |  | 117980.4477
4 | Cement concrete plain including placing compacting finishing and curing complete (including screening and washing of stone aggregate without shuttering ratio (h) 1:3:6. (S.I.No.15/5-h) | 1263.7758 | Cft | 12595 | %Cft |  | 159172.5589 | Start Estimate Correction
5 | Filling watering and ramming earth under floor with surplus earth excavated from out side lead upto one chain and lift upto 5. (S.I.4/21). | 16994 | Cft | 1512.5 | %0Cft |  | 25703 |  | ok
6 | Filling watering and ramming earth under floor with new earth excavated from out side lead upto one chain and lift upto 5.( Extra Lead Upto 30 Miles) (S.I.4/22). | 5786.17 | Cft | 19164 | %0Cft |  | 110886.1619
7 | Fabrication of M.S reinforcement for cement concrete including cutting, bending, laying in position making joints and fastening including cost of binding wire (also includes removal of rust from bars (a) using of tor hars. (S.i.No.17/8-b) | 842.9682 | Cwt | 5001.7 | P.Cwt |  | 4216283 |  | ok
8 | R.C.C work including all labour and materials except the cost of steel reinforcement and its labour for bending and binding which will be paid separately. This Rate also include all kinds of forms: lifting shuttering curing rendering and finishing the exposed surface (i/c screening & washing of shingle). R.C. work in roof, slab, beams cols, rafts, lintels and other structural all respect ratio 1:2:4 (90-lbs) cement 2-cft sand 4-cft shingle 1/8" to 1/4" gauge (S.I.No.16/6-a-i)
a | Ratio 1:2:4 | 8649 | Cft | 337 | P.Cft |  | 2914713
b | Ratio 1:1½:3 | 854.7 | Cft | 349 | P.Cft |  | 298290.3
9 | Providing and laying 1:3:6 cement concrete solid block masonry set in 1:6 cement mortar in ground floor superstructure in/c: raking out joints and curing etc complete. (S.I.No.19/24). | 1345.625 | Cft | 15771.01 | %Cft |  | 212218.6533
10 | P/F G.I. frames / chowkhats of size 7"x2" or 4-1/2" x 3" for door using 20 gauge G.I. sheet in/c: welded hinges and fixing at site with necessary holdfast, filling with cement sand slurry of ratio 1:6 and repairing the jambs. The cost also in/c: all carriage tools and plants used in making and fixing (S.I.No.93/29) | 539.5 | Rft | 228.9 | P.Rft |  | 123491.55
11 | Cement Plaster (1:4) upto 12' height 3/4" thick. (S.I.No.52/11-C) . | 4498 | Sft | 3015.76 | %Sft |  | 135649
12 | Laying white marble flooring fine dressed in the surface without winding set in lime mortar 1:2 in/c rubbing and polishing of the joints.(b) 3/4" thick. (S.I.No.43/28) | 2325 | Sft | 567.48 | P.Sft |  | 1319391
13 | Providing and fixing 3/8" thick marble tiles of approved quality and colour shade size 8" x 4"/6"x4" in dado skirting and facing removal/tucking of existing plaster surface etc over 1/2" thick base of cement mortar 1:3 setting mortar base including filling the joints and washing the tiles with white cement slurry current finishing cleaning and polishing etc complete. (ii) for old work. (S.I.No.49/68-ii). | 2259 | Sft | 186.04 | P.Sft |  | 420264.36
14 | Laying floors of approved colored glazed tiles 1/4" thick laid in white cement and pigment on a bed of 3/4" thick cement mortar 1:2. (S.I.No.43/25) | 161 | Sft | 27747.06 | %Sft |  | 44672.7666
15 | White glazed tile 1/4" thick dado jointed in white cement and laid over 1:2 cement sand mortar 3/4" thick including finishing. (S.I No. 45/37) | 650 | Sft | 28253.61 | %Sft |  | 183648.465
16 | Providing and fixing in position doors windows and ventilators of 1st class deodar wood frames and 1-3/4" thick commercial ply veneer shutter of 1st class deodar skeletion (Hollow) and commercial ply wood (3-ply) on both side in/c: holdfast, hinges, iron tower bolts handles and cleats with cross and one mort ice lock and hook (S.I.no.58/9)(without chokhats). | 479.375 | Sft | 1227.36 | P.Sft |  | 588372
17 | Supply and fixing in position aluminum channel framing for sliding window ventilators of alcop made with 5 mm thick thinned glass glazed (Belgium) and aluminum fly screen in'/c: handles stopper and locking arragement etc complete. (Deluxe model boronze)(S.I.No.107/84-b). | 320 | Sft | 1647.69 | P.Sft |  | 527260.8
18 | Primary coat of chalk under distemper. (S.I.No.54/23) | 7173 | Sft | 442.75 | %Sft |  | 31758.4575
19 | Distempering in three coats.(S.I.No.54/24). | 7173 | Sft | 1079.65 | %Sft |  | 77443.2945
20 | Painting new surface preparing surface painting doors and window any type (three coats) (S.I.No.70/5-c-ii). | 1104.48 | Sft | 2116.41 | %Sft |  | 23375.3252
|  |  |  | Toal Cat-III G/Floor. |  |  | 12120302
CATEGORY - III
FIRST FLOOR
1 | Fabrication of M.S reinforcement for cement concrete including cutting, bending, laying in position making joints and fastening including cost of binding wire (also includes removal of rust from bars (a) using of tor hars. (S.i.No.17/8-b) | 374.2835 | Cwt | 5001.7 | P.Cwt |  | 1872036
3 | R.C.C work including all labour and materials except the cost of steel reinforcement and its labour for bending and binding which will be paid separately. This Rate also include all kinds of forms: lifting shuttering curing rendering and finishing the exposed surface (i/c screening & washing of shingle). R.C. work in roof, slab, beams cols, rafts, lintels and other structural all respect ratio 1:2:4 (90-lbs) cement 2-cft sand 4-cft shingle 1/8" to 1/4" gauge (S.I.No.16/6-a-i)
| Ratio 1:2:4 | 2923.22 | Cft | 349.1 | P.Cft |  | 1020496
| Ratio 1:1½:3 | 549.68 | Cft | 361.1 | P.Cft |  | 198489
4 | Providing and laying 1:3:6 cement concrete solid block masonry set in 1:6 cement mortar in ground floor superstructure in/c: raking out joints and curing etc complete. (S.I.No.19/24). | 1345.625 | Cft | 15771.01 | %Cft |  | 212218.6533
5 | Add extra labour for block masonary in first floor. (S.I.No.23/19-a) | 1345.625 | Cft | 328.97 | % Cft |  | 4427
6 | P/F G.I. frames / chowkhats of size 7"x2" or 4-1/2" x 3" for door using 20 gauge G.I. sheet in/c: welded hinges and fixing at site with necessary holdfast, filling with cement sand slurry of ratio 1:6 and repairing the jambs. The cost also in/c: all carriage tools and plants used in making and fixing (S.I.No.93/29) | 539.5 | Rft | 228.9 | P.Rft |  | 123491.55
7 | Cement Plaster (1:4) upto 12' height 3/4" thick. (S.I.No.52/11-C) . | 4498 | Sft | 3015.76 | %Sft |  | 135649
8 | Laying white marble flooring fine dressed in the surface without winding set in lime mortar 1:2 in/c rubbing and polishing of the joints.(b) 3/4" thick. (S.I.No.43/28) | 2325 | Sft | 567.48 | P.Sft |  | 1319391
9 | Providing and fixing 3/8" thick marble tiles of approved quality and colour shade size 8" x 4"/6"x4" in dado skirting and facing removal/tucking of existing plaster surface etc over 1/2" thick base of cement mortar 1:3 setting mortar base including filling the joints and washing the tiles with white cement slurry current finishing cleaning and polishing etc complete. (ii) for old work. (S.I.No.49/68-ii). | 2259 | Sft | 186.04 | P.Sft |  | 420264.36
10 | Laying floors of approved colored glazed tiles 1/4" thick laid in white cement and pigment on a bed of 3/4" thick cement mortar 1:2. (S.I.No.43/25) | 161 | Sft | 27747.06 | %Sft |  | 44672.7666
11 | White glazed tile 1/4" thick dado jointed in white cement and laid over 1:2 cement sand mortar 3/4" thick including finishing. (S.I No. 45/37) | 650 | Sft | 28253.61 | %Sft |  | 183648.465
12 | Providing and fixing in position doors windows and ventilators of 1st class deodar wood frames and 1-3/4" thick commercial ply veneer shutter of 1st class deodar skeletion (Hollow) and commercial ply wood (3-ply) on both side in/c: holdfast, hinges, iron tower bolts handles and cleats with cross and one mort ice lock and hook (S.I.no.58/9)(without chokhats). | 479.375 | Sft | 1227.36 | P.Sft |  | 588372
13 | Supply and fixing in position aluminum channel framing for sliding window ventilators of alcop made with 5 mm thick thinned glass glazed (Belgium) and aluminum fly screen in'/c: handles stopper and locking arragement etc complete. (Deluxe model boronze)(S.I.No.107/84-b). | 320 | Sft | 1647.69 | P.Sft |  | 527260.8
15 | Primary coat of chalk under distemper. (S.I.No.54/23) | 7173 | Sft | 442.75 | %Sft |  | 31758.4575
16 | Distempering in three coats.(S.I.No.54/24). | 7173 | Sft | 1079.65 | %Sft |  | 77443.2945
18 | Painting new surface preparing surface painting doors and window any type (three coats) (S.I.No.70/5-c-ii). | 1104.48 | Sft | 2116.41 | %Sft |  | 23375.3252
|  |  |  | Toal Cat-III F/Floor. |  |  | 6782994
CATEGORY - III
SECOND FLOOR
1 | Fabrication of M.S reinforcement for cement concrete including cutting, bending, laying in position making joints and fastening including cost of binding wire (also includes removal of rust from bars (a) using of tor hars. (S.i.No.17/8-b) | 432.0367 | Cwt | 5001.7 | P.Cwt |  | 2160934
2 | Extra Labour for lifting of steel above first floor for every additional floor (S.I. 29/P-19) | 432.0367 | Cwt | 151.25 | P.Cwt |  | 65345.5503
3 | R.C.C work including all labour and materials except the cost of steel reinforcement and its labour for bending and binding which will be paid separately. This Rate also include all kinds of forms: lifting shuttering curing rendering and finishing the exposed surface (i/c screening & washing of shingle). R.C. work in roof, slab, beams cols, rafts, lintels and other structural all respect ratio 1:2:4 (90-lbs) cement 2-cft sand 4-cft shingle 1/8" to 1/4" gauge (S.I.No.16/6-a-i)
| Ratio 1:2:4 | 3539.69 | Cft | 337 | P.Cft |  | 1192875.53
| Ratio 1:1½:3 | 549.68 | Cft | 349 | P.Cft |  | 191838.32
4 | Add extra labour for RCC in 2nd and subsequent story. (S.I.No.16/6-d) | 4089.3679 | Cft | 24.2 | P.Cft |  | 98963
5 | Providing and laying 1:3:6 cement concrete solid block masonry set in 1:6 cement mortar in ground floor superstructure in/c: raking out joints and curing etc complete. (S.I.No.19/24). | 1886.1225 | Cft | 15771.01 | %Cft |  | 297460.5681
6 | Add extra labour for block masonary in first floor. (S.I.No.23/19-a) | 1886.1225 | Cft | 760.03 | % Cft |  | 14335.0968
7 | P/F G.I. frames / chowkhats of size 7"x2" or 4-1/2" x 3" for door using 20 gauge G.I. sheet in/c: welded hinges and fixing at site with necessary holdfast, filling with cement sand slurry of ratio 1:6 and repairing the jambs. The cost also in/c: all carriage tools and plants used in making and fixing (S.I.No.93/29) | 539.5 | Rft | 228.9 | P.Rft |  | 123491.55
8 | Cement Plaster (1:4) upto 12' height 3/4" thick. (S.I.No.52/11-C) . | 27549 | Sft | 3015.76 | %Sft |  | 830812
9 | Laying white marble flooring fine dressed in the surface without winding set in lime mortar 1:2 in/c rubbing and polishing of the joints.(b) 3/4" thick. (S.I.No.43/28) | 2325 | Sft | 567.48 | P.Sft |  | 1319391
10 | Providing and fixing 3/8" thick marble tiles of approved quality and colour shade size 8" x 4"/6"x4" in dado skirting and facing removal/tucking of existing plaster surface etc over 1/2" thick base of cement mortar 1:3 setting mortar base including filling the joints and washing the tiles with white cement slurry current finishing cleaning and polishing etc complete. (ii) for old work. (S.I.No.49/68-ii). | 2259 | Sft | 186.04 | P.Sft |  | 420264.36
11 | Laying floors of approved colored glazed tiles 1/4" thick laid in white cement and pigment on a bed of 3/4" thick cement mortar 1:2. (S.I.No.43/25) | 161 | Sft | 27747.06 | %Sft |  | 44672.7666
12 | White glazed tile 1/4" thick dado jointed in white cement and laid over 1:2 cement sand mortar 3/4" thick including finishing. (S.I No. 45/37) | 650 | Sft | 28253.61 | %Sft |  | 183648.465
13 | Providing and fixing in position doors windows and ventilators of 1st class deodar wood frames and 1-3/4" thick commercial ply veneer shutter of 1st class deodar skeletion (Hollow) and commercial ply wood (3-ply) on both side in/c: holdfast, hinges, iron tower bolts handles and cleats with cross and one mort ice lock and hook (S.I.no.58/9)(without chokhats). | 479.375 | Sft | 1227.36 | P.Sft |  | 588372
14 | Supply and fixing in position aluminum channel framing for sliding window ventilators of alcop made with 5 mm thick thinned glass glazed (Belgium) and aluminum fly screen in'/c: handles stopper and locking arragement etc complete. (Deluxe model boronze)(S.I.No.107/84-b). | 320 | Sft | 1647.69 | P.Sft |  | 527260.8
15 | Primary coat of chalk under distemper. (S.I.No.54/23) | 7173 | Sft | 442.75 | %Sft |  | 31758.4575
16 | Distempering in three coats.(S.I.No.54/24). | 68195.24 | Sft | 1079.65 | %Sft |  | 736269.9087
17 | Painting new surface preparing surface painting doors and window any type (three coats) (S.I.No.70/5-c-ii). | 1104.48 | Sft | 2116.41 | %Sft |  | 23375.3252
18 | Providing and Install MS Railing of best quality using 1-½ dia MS pipe (12Swg) handrail with ½" x ½" MS Bar for vertical support 3" x 1-½" Ms Box Section including Powder Coating, all hardwires, wastage clamps, embended in concrete fixing etc.(Non-Schedule Item) | 176.99 | Rft |  | P/Rft
19 | P/L 2" thick c.c. topping 1:2:4 in/c: surface finishing and dividing into panels 2" thick (S.I Nop.16-c/P-46) | 2837.9694 | Sft | 3275.5 | %Sft |  | 92957.6877
20 | Two coats of bituman laid using 34 lbs for % sft over roof & blinded with one cft per % sft. (S.No.13/P-35) | 2837.9694 | Sft | 1887.4 | %Sft |  | 53563.8345
21 | Extra Labour for each story above ground floor for mosaic conglate or tile stone and wooden floor. (S.I 42/18) | 2837.9694 | Sft | 226.88 | %Sft |  | 6438.785
| Total Cat: III Second Floor. | [5 empty] | 9004029
[10 empty] | 9 | 10 | 11 | 12 | 14
| Total (Cat: III Flats) G+F+2nd Floor Schedule Items. | [5 empty] | 27907325 |  |  | 1319391 | 420264 | 44673 | 183648 | 527261
| _____% Above / Below on Item No. ,9,10,11,12 & 14 | [7 empty] | 499047.4
[5 empty] | Total |  |  |  |  | 2495237
_____% Above / Below on Item No. 1 & 7
Add: Non Schedule Item.
| G.Total Part H Cat: III Flats | [10 empty] | 0
PART - I
UG Tank
U.G Tank for Main Building
1 | Excavation in foundation of buildings bridges & other structure in/c: dagbelling dressing refilling around structure with excavated earth watering and ramming lead upto one chain and lift upto 5' (b) in ordinary soil. (S.I.No.4/18-b) | 5512.5 | Cft | 3176.25 | %0Cft |  | 17509.0781
2 | Cutting Hard Rock such as granite ballast hard lime stone or sand stone etc with chisels and hammers for small foundation. (S.I.No.19/P-5). | 9922.5 | Cft | 28672.05 | %0Cft |  | 284498.4161
3 | Cement concrete brick or stone ballast 1-1/2" to 2" gauge ratio 1:4:8 (S.I.No.14/4-b) | 1914 | Cft | 9416.28 | %Cft |  | 180227.5992
4 | Fabrication of M.S reinforcement for cement concrete including cutting, bending, laying in position making joints and fastening including cost of binding wire (also includes removal of rust from bars (a) using of tor hars. (S.i.No.17/8-b) | 659.7474 | Cwt | 5001.7 | P.Cwt |  | 3299872
5 | R.C.C work including all labour and materials except the cost of steel reinforcement and its labour for bending and binding which will be paid separately. This Rate also include all kinds of forms: lifting shuttering curing rendering and finishing the exposed surface (i/c screening & washing of shingle). R.C. work in roof, slab, beams cols, rafts, lintels and other structural all respect ratio 1:2:4 (90-lbs) cement 2-cft sand 4-cft shingle 1/8" to 1/4" gauge (S.I.No.16/6-a-i) | 6016.85 | Cft | 337 | P.Cft |  | 2027678.45
6 | Water Stopper to provide water sealing to tanks (6" to 9")(S.I.No.2/P-56(P-H). | 225 | Cft | 86 | P.Rft |  | 19350
7 | Damp proof course with cement sand ratio (1:2) mixed with dampo (S.I.. No. 69/ P-107) | 3338.395 | Cft | 2401.58 | %Sft |  | 80174.2266
U.G Tanks for Residential Block
8 | Excavation in foundation of building bridges and other structures including dabbling dressing refilling around structure with refilling around structure with excavated earth watering and ramming lead upto 5 ft. (b) In ordinary Soil. (S.I.No.18-b/P-4) | 4067.8443 | Cft | 3176.25 | %0Cft |  | 12920.4905
9 | Cutting Hard Rock such as granite ballast hard lime stone or sand stone etc with chisels and hammers for small foundation. (S.I.No.19/P-5) | 2816.1999 | Cft | 28672.05 | %0Cft |  | 80746.2243
10 | Cement concrete brick or stone ballast 1-5” to 2” gauge, (d) Ratio 1:4:8 (S.I # 4(d)/c-4) | 241.3144 | Cft | 9416.28 | %Cft |  | 22722.8443
11 | Fabrication of M.S reinforcement for cement concrete including cutting, bending, laying in position making joints and fastening including cost of binding wire (also includes removal of rust from bars (a) using of tor hars. (S.i.No.17/8-b) | 294.5217 | Cwt | 5001.7 | P.Cwt |  | 1473101
12 | R.C.C work including all labour and material except the cost of steel reinforcement and its labour of bending and binding which will be paid separately, this rate also includes all kinds of forms mould: lifting shuttering curring rendering and finishing the exposed surface (including screening and washing of shingle). Ratio (1:2:4) 90 Lbs cement 2 Cft sand 4 Cft, shingle 1/8” to ¼” guage. (S.I.No.6-a/P.17) | 1080 | Cft | 337 | P.Cft | = | 363960
13 | Damp proof course with cement sand ratio (1:2) mixed with dampo (S.I.. No. 69/ P-107) 3/4" thick. | 944 | Cft | 2401.58 | %Sft | = | 22671
14 | Vertical damp proof course of ¾" thick cement plaster 1:2 with bitumen at (20 lbs per %Sft) (S.I.. No. 70/ P-107) | 597 | Cft | 2760.99 | %Sft | = | 16483
| Total | [5 empty] | 7901914
| ____% Above / Below on Item No. 4 & 11. | [6 empty] | + | 477297.3 | 4772973
| ____% Above / Below on Item No. 6. | [6 empty] | + | 967.5 | 19350
Total Part I, U G.Tank.
0
PART - J
COMPOUND WALL
1 | Excavation in foundation of buildings bridges & other structure in/c: dagbelling dressing refilling around structure with excavated earth watering and ramming lead upto one chain and lift upto 5' (b) in ordinary soil. (S.I.No.4/18-b) | 8053.2 | Cwt | 3176.25 | %0Cft |  | 25578.9765
2 | Cement concrete brick or stone ballast 1-1/2" to 2" gauge ratio 1:4:8 (S.I.No.14/4-b). | 4843.95 | Cft | 9416.28 | %Cft | = | 456119.8951
4 | Fabrication of M.S reinforcement for cement concrete including cutting, bending, laying in position making joints and fastening including cost of binding wire (also includes removal of rust from bars (a) using of tor hars. (S.i.No.17/8-b) | 95.9069 | Cft | 5001.7 | P.Cwt | = | 479713
5 | R.C.C work including all labour and materials except the cost of steel reinforcement and its labour for bending and binding which will be paid separately. This Rate also include all kinds of forms: lifting shuttering curing rendering and finishing the exposed surface (i/c screening & washing of shingle). R.C. work in roof, slab, beams cols, rafts, lintels and other structural all respect ratio 1:2:4 (90-lbs) cement 2-cft sand 4-cft shingle 1/8" to 1/4" gauge (S.I.No.16/6-a-i) | 1525.09 | Rft | 337 | P.Cft |  | 513955.33
6 | Erection and removal of centering for RCC or plain cement concrete works of deodar wood (2nd class for partal wood vertical. (S.I.No.17/19-b-ii) | 3952 | Sft | 3127.41 | %Sft |  | 117980.4477
7 | Cement concrete plain including placing compacting finishing and curing complete (including screening and washing of stone aggregate without shuttering ratio (h) 1:3:6. (S.I.No.15/5-h) | 3572 | Sft | 12595 | %Cft |  | 449893 | Estimate Correction
8 | Providing and laying 1:3:6 cement concrete solid block masonry set in 1:6 cement mortar in ground floor superstructure in/c: raking out joints and curing etc complete. (S.I.No.19/24). | 2735 | Sft | 15771.01 | %Cft |  | 431337
9 | Cement Plaster (1:4) upto 12' height 3/4" thick. (S.I.No.51/11-C) . | 6080 | Sft | 3015.76 | %Sft |  | 183358.208
10 | Distempering in three coats.(S.I.No.54/24). | 36290.4 | Rft | 1079.65 | %Sft |  | 391809.3036
11 | Making and fixing steel grated door with 1/16" thick sheeting including angle iron frame 2"x2"x3/8" and 3/4" square bars 4" centre to centre with locking arrangement. (S.I.No.91/24) | 128 | Sft | 726.72 | P.Sft |  | 93020.16
| Total | [5 empty] | 3142765.3208
______% Above / Below on Item No. 4 & 11.
Total Part-J Compound Wall.
GENERAL ABSTRACT
| PART "A" MAIN BUILDING. |  | =
| PART "B" GARRAGE. |  | =
| PART "C" GENERATOR ROOM. |  | =
| PART "D" KESE SUB-STATION. |  | =
| PART "E" KITCHEN BLOCK. |  | =
| PART "F" CAT: V FLATS. |  | =
| PART "G" CAT: IV FLATS. |  | =
| PART "H" CAT: IIIRD FLATS. |  | =
| PART "I" UNDER GROUND TANK. |  | =
| PART "J" COMPOUND WALL. |  | =
|  | GRAND TOTAL | [9 empty] | 0
CONDITIONS.
1/- | Any typographical errors in the Schedule "B" are subject to correction
with the reference in the Schedule of Rates.
2/- | Arbirtation Clause stands deleted from the Agreement.
3/- | 100% will graded crushed Bajri shall be used in Items of RCC 1:2:4.
4/- | Cement concrete blocks shall be machine made.
5/- | Water shall be arranged by the contractor at site of work with out any
extra payment.
6/- | No premium shall be paid on Non schedule items
7/- | No cartage of any item of material either supplied by the department of
arrange by the contractor shall be paid
8/- | Contractor has to bring all samples of materials and hand over to the Engineer
Incharge free of cost.
9/- | All RCC /CC cast in situ shall be mechanically vibrated.
CONTRACTOR. |  | ASSISTANT ENGINEER. BUILDINGS GADAP TOWN KARACHI. |  |  | EXECUTIVE ENGINEER. BUILDINGS-II (W&S) DEPARTMENT KARACHI.

## NAS..SCH B (2) (hidden)
Name of Work:- Establishment of Cardiac Emergency Centre in Baldia Town, Karachi ( Remaining Balance Work of Main Building in/c Compound Wall, Category-V, Category-IV, Category-III Flats, UG-Tanks, In/c Internal & External W/S & S/F)
SCHEDULE "B"
S.No. | Description of item | Quantity |  | Rate | Unit |  | Amount
(PART-A) MAIN BUILDING
1 | Providing and fixing in position doors windows and ventilators of 1st class deodar wood frames and 1-3/4" thick commercial ply veneer shutter of 1st class deodar skeletion (Hollow) and commercial ply wood (3-ply) on both side in/c: holdfast, hinges, iron tower bolts handles and cleats with cross and one mort ice lock and hook (S.I.no.58/9)(without chokhats) | 4410.6 | Sft | 1227.36 | P.Sft |  | 5413394.016 |  | ok
2 | Primary coat of chalk under distemper. (S.I.No.54/23) | 98239.4413 | Sft | 442.75 | %Sft |  | 434955.1261 |  | ok
3 | Distempering in three coats.(S.I.No.54/24) | 45415.925 | Sft | 1079.65 | %Sft |  | 490333.0343 |  | ok
4 | Preparing the surface and painting with plastic emulsion paint of approved make I/c rubbing the surface with sand paper, filling the voids with chalk and plaster of Paris and then painting complete (S.I No. 40A-B) (2 coats). | 49700.5225 | Sft | 1659.35 | %Sft |  | 824705.6201 |  | ok
5 | Preparing the surface and painting with weather coat i/c rubbing the surface with rubbing brick / sand paper filling the voids with chalk/ plaster of paris and then painting with weather coat of approved make (S.I. No.38A+B/P-56) (2Coats) | 17869.6272 | Rft | 1948.1 | %Sft |  | 348118.2075 |  | ok
6 | Providing & laying Porcelien tiles glazed & polished 2x2x5.16 on floor of wall facing in required colour and pattern in white cement and pigment over base of 1:2 grey Cement mortor 3/4" thick including washing and filling of the joints with salury of white cement and pigment in desired shape with finishing cleaning & cost of Wax polish i/c cutting tiles to proper profile. (R.A) | 18057.2789 | Sft | 350 | P.Sft |  | 6320047.615 |  | ok
7 | Supply and fixing in position aluminum channel framing for sliding window ventilators of alcop made with 5 mm thick thinned glass glazed (Belgium) and aluminum fly screen in'/c: handles stopper and locking arragement etc complete. (Deluxe model boronze)(S.I.No.108/84-b) | 8488 | Sft | 1647.69 | P.Sft |  | 13985592.72 |  | ok
8 | Supply and fixing in position aluminum channel framing hinges doors of Alcop made with 5 mm thick tined glass glazed (Belgium) and alpha (Japan) lock in/c: handles stopper etc (b) Deluxe model boronze)(S.I.No.108/83-b) | 3188 | Sft | 1507.66 | P.Sft |  | 4806420.08 |  | ok
[5 empty] | Total |  | 32623566.419 |  | 32623566.419
| _____% Above / Below on Item No. 7 & 8 | [6 empty] | - | 3758402.56 | 18792012.8
|  | Total Part 'A' Main Building | [5 empty] | = | 28865163.859
( PART - B )
GARRAGE
1 | Excavation in foundation of buildings bridges & other structure in/c: dagbelling dressing refilling around structure with excavated earth watering and ramming lead upto one chain and lift upto 5' (b) in ordinary soil. (S.I.No.4/18-b) | 3393.7 | Cft | 3176.25 | %0Cft |  | 10779.2396 |  | ok
2 | Cement concrete brick or stone ballast 1-1/2" to 2" gauge ratio 1:4:8 (S.I.No.15/4-b). | 410.505 | Cft | 9416.28 | %Cft |  | 38654.3002 |  | ok
3 | Fabrication of M.S reinforcement for cement concrete including cutting, bending, laying in position making joints and fastening including cost of binding wire (also includes removal of rust from bars (a) using of tor hars. (S.i.No.16/18-b) | 70.9303 | Cwt | 5001.7 | P.Cwt |  | 354771.8922 |  | ok
4 | R.C.C work including all labour and materials except the cost of steel reinforcement and its labour for bending and binding which will be paid separately. This Rate also include all kinds of forms: lifting shuttering curing rendering and finishing the exposed surface (i/c screening & washing of shingle). R.C. work in roof, slab, beams cols, rafts, lintels and other structural all respect ratio 1:2:4 (90-lbs) cement 2-cft sand 4-cft shingle 1/8" to 1/4" gauge (S.I.No.16/6-a).
a | Ratio 1:2:4 | 756.88 | Cft | 337 | P.Cft |  | 255068.56
b | Ratio 1:1½:3 | 114.57 | Cft | 349 | P.Cft |  | 39984.93
5 | Erection and removal of centering for RCC or plain cement concrete works of deodar wood (2nd class for partal wood vertical. (S.I.No.18/19-b-ii). | 473 | Sft | 3127.41 | %Sft |  | 14792.6493
6 | Cement concrete plain including placing compacting finishing and curing complete (including screening and washing of stone aggregate without shuttering ratio (h) 1:3:6. (S.I.No.16/5-h). | 196.295 | Cft | 12595 | %Cft |  | 24723.3553
7 | Filling watering and ramming earth under floor with surplus earth excavated from out side lead upto one chain and lift upto 5. (S.I.4/21). | 3192 | Sft | 1512.5 | %0Cft |  | 4827.9
8 | Filling watering and ramming earth under floor with new earth excavated from out side lead upto one chain and lift upto 5.( Extra Lead Upto 30 Miles) (S.I.4/22). | 324 | Sft | 19164 | %0Cft |  | 6209.136
9 | Providing and laying 1:3:6 cement concrete solid block masonry set in 1:6 cement mortar in ground floor superstructure in/c: raking out joints and curing etc complete. (S.I.No.19/24). | 255 | Cft | 15771.01 | %Cft |  | 40216 |  | ok
10 | Cement Plaster (1:4) upto 12' height 3/4" thick. (S.I.No.51/11-C) . | 1315 | Sft | 3015.76 | %Sft |  | 39657 |  | ok
11 | P/S Special type heaving iron gate with 2” x 2’ x 3/8” size angle iron & date by date i/c 11/2" x 11/2" latha on both sides i/c cost of errection of gates etc complete in all respect. (S. No. 91/24) | 72 | Sft | 726.72 | P.Sft |  | 52323.84
12 | Supply and fixing in position aluminum channel framing for sliding window ventilators of alcop made with 5 mm thick thinned glass glazed (Belgium) and aluminum fly screen in'/c: handles stopper and locking arragement etc complete. (Deluxe model boronze)(S.I.No.108/84-b). | 12 | Sft | 1647.69 | P.Sft |  | 19772.28
13 | P/L 2" thick c.c. topping 1:2:4 in/c: surface finishing and dividing into panels 2" thick (S.I Nop.16-c/P-42) | 238 | Sft | 3275.5 | %Sft |  | 7796 |  | ok
14 | Cement concrete plain including placing compacting finishing and curing complete (including screening and washing of stone aggregate without shuttering ratio (h) 1:3:6. (S.I.No.16/5-h) | 53.46 | Cwt | 12595 | %Cft |  | 6733.287
15 | White Washing in 3 Coats (SI. No 26 (b) /P.54) | 2273.59 | Rft | 829.95 | %Sft |  | 18869.6602
| Total | [5 empty] | 935180.0298 |  | 935180.0298
|  | _____% Above / Below on Item No.12 | [6 empty] | 3954.456 | -
[5 empty] | Total |  |  |  | 931225.5738
| _____% Above / Below on Item No. 3 & 11. | [6 empty] | + | 40709.5732 | 407095.7322
|  | Total Part 'B' Garrage | [6 empty] | 971935.147
0
( PART -C )
GENARATOR ROOM
S.No. | Description of item | Quantity |  | Rate | Unit |  | Amount
1 | Excavation in foundation of buildings bridges & other structure in/c: dagbelling dressing refilling around structure with excavated earth watering and ramming lead upto one chain and lift upto 5' (b) in ordinary soil. (S.I.No.4/18-b) | 5450.6 | Cft | 3176.25 | %0Cft |  | 17312.4683
2 | Cement concrete brick or stone ballast 1-1/2" to 2" gauge ratio 1:4:8 (S.I.No.14/4-b). | 687.5675 | Rft | 9416.28 | %Cft |  | 64743.281
3 | Erection and removal of centering for RCC or plain cement concrete works of deodar wood (2nd class for partal wood vertical. (S.I.No.17/19-b-ii) | 880 | Sft | 3127.41 | %Sft |  | 27521.208
4 | Cement concrete plain including placing compacting finishing and curing complete (including screening and washing of stone aggregate without shuttering ratio (h) 1:3:6. (S.I.No.15/5-h) | 294.8 | Cft | 12595 | %Cft |  | 37130.06
5 | Filling watering and ramming earth under floor with surplus earth excavated from out side lead upto one chain and lift upto 5. (S.I.4/21). | 1440 | Sft | 1512.5 | %0Cft |  | 2178
6 | Filling watering and ramming earth under floor with new earth excavated from out side lead upto one chain and lift upto 5.( Extra Lead Upto 30 Miles) (S.I.4/22). | 720 | Sft | 19164 | %0Cft |  | 13798
7 | Fabrication of M.S reinforcement for cement concrete including cutting, bending, laying in position making joints and fastening including cost of binding wire (also includes removal of rust from bars (a) using of tor hars. (S.i.No.17/8-b)
|  | 104.5893 | Cwt | 5001.7 | P.Cwt |  | 523124.0928
8 | R.C.C work including all labour and materials except the cost of steel reinforcement and its labour for bending and binding which will be paid separately. This Rate also include all kinds of forms: lifting shuttering curing rendering and finishing the exposed surface (i/c screening & washing of shingle). R.C. work in roof, slab, beams cols, rafts, lintels and other structural all respect ratio 1:2:4 (90-lbs) cement 2-cft sand 4-cft shingle 1/8" to 1/4" gauge (S.I.No.16/6-a-i).
a | Ratio 1:2:4 | 1180.16 | Cft | 337 | P.Cft |  | 397713.92
b | Ratio 1:1½:3 | 160.8 | Cft | 349 | P.Cft |  | 56119.2
9 | Providing and laying 1:3:6 cement concrete solid block masonry set in 1:6 cement mortar in ground floor superstructure in/c: raking out joints and curing etc complete. (S.I.No.19/24).
|  | 296 | Cft | 15771.01 | %Cft |  | 46682.1896
10 | Cement Plaster (1:4) upto 12' height 3/4" thick. (S.I.No.51/11-C) . | 2353 | Sft | 3015.76 | %Sft |  | 70960.8328
11 | P/L 2" thick c.c. topping 1:2:4 in/c: surface finishing and dividing into panels 2" thick (S.I Nop.16-c/P-46) | 857 | Sft | 3275.5 | %Sft |  | 28071.035
12 | Two coats of bituman laid using 34 lbs for % sft over roof & blinded with one cft per % sft. (S.No.13/P-35) | 575 | Sft | 1887.4 | %Sft |  | 10852.55
13 | Extra Labour for each story above ground floor for mosaic conglate or tile stone and wooden floor. (S.I 42/18) | 575 | Sft | 226.88 | %Sft |  | 1304.56
14 | White Washing in 3 Coats (SI. No 26 (b) /P.54) | 2287 | Sft | 829.95 | %Sft |  | 18980.9565
| Total | [5 empty] | 1316493 |  | 1316493
| ____% Above / Below on Item No. 7 | [6 empty] | + | 52312.4093
|  | Total Part 'C' Generator Room | [6 empty] | 1368805.4093
0
( PART - D )
KESC SUB- STATION
S.No. | Description of item | Quantity |  | Rate | Unit |  | Amount
1 | Excavation in foundation of buildings bridges & other structure in/c: dagbelling dressing refilling around structure with excavated earth watering and ramming lead upto one chain and lift upto 5' (b) in ordinary soil. (S.I.No.4/18-b) | 6631 | Cft | 3176.25 | %0Cft |  | 21061.7137
2 | Cement concrete brick or stone ballast 1-1/2" to 2" gauge ratio 1:4:8 (S.I.No.15/4-b). | 820.16 | Rft | 9416.28 | %Cft |  | 77228.562
3 | Erection and removal of centering for RCC or plain cement concrete works of deodar wood (2nd class for partal wood vertical. (S.I.No.18/19-b-ii) | 990.11 | Sft | 3127.41 | %Sft |  | 30964.7992
4 | Cement concrete plain including placing compacting finishing and curing complete (including screening and washing of stone aggregate without shuttering ratio (h) 1:3:6. (S.I.No.15/5-h) | 270.2579 | Cft | 12595 | %Cft |  | 34038.9825
5 | Filling watering and ramming earth under floor with surplus earth excavated from out side lead upto one chain and lift upto 5. (S.I.4/21). | 3372 | Sft | 1512.5 | %0Cft |  | 5100 |  | ok
6 | Filling watering and ramming earth under floor with new earth excavated from out side lead upto one chain and lift upto 5.( Extra Lead Upto 30 Miles) (S.I.4/22). | 950 | Sft | 19164 | %0Cft |  | 18206 |  | ok
7 | Fabrication of M.S reinforcement for cement concrete including cutting, bending, laying in position making joints and fastening including cost of binding wire (also includes removal of rust from bars (a) using of tor hars. (S.i.No.17/8-b) | 99.0178 | Cwt | 5001.7 | P.Cwt |  | 495257.3481
8 | R.C.C work including all labour and materials except the cost of steel reinforcement and its labour for bending and binding which will be paid separately. This Rate also include all kinds of forms: lifting shuttering curing rendering and finishing the exposed surface (i/c screening & washing of shingle). R.C. work in roof, slab, beams cols, rafts, lintels and other structural all respect ratio 1:2:4 (90-lbs) cement 2-cft sand 4-cft shingle 1/8" to 1/4" gauge (S.I.No.16/6-a-i).
a | Ratio 1:2:4 | 1300.45 | Cft | 337 | P.Cft |  | 438251.65
b | Ratio 1:1½:3 | 161.85 | Cft | 349 | P.Cft |  | 56485.65
9 | Providing and laying 1:3:6 cement concrete solid block masonry set in 1:6 cement mortar in ground floor superstructure in/c: raking out joints and curing etc complete. (S.I.No.19/24). | 296 | Cft | 15771.01 | %Cft |  | 46682 |  | ok
10 | Cement Plaster (1:4) upto 12' height 3/4" thick. (S.I.No.52/11-C) . | 1975 | Sft | 3015.76 | %Sft |  | 59561 |  | ok
11 | P/L 2" thick c.c. topping 1:2:4 in/c: surface finishing and dividing into panels 2" thick (S.I Nop.16-c/P-46) | 1002 | Sft | 3275.5 | %Sft |  | 32820.51
12 | Two coats of bituman laid using 34 lbs for % sft over roof & blinded with one cft per % sft. (S.No.13/P-35) | 720 | Sft | 1887.4 | %Sft |  | 13589
13 | Extra Labour for each story above ground floor for mosaic conglate or tile stone and wooden floor. (S.I 42/18) | 720 | Sft | 226.88 | %Sft |  | 1634
14 | White Washing in 3 Coats (SI. No 26 (b) /P.54) | 2287 | Sft | 829.95 | %Sft |  | 18980.9565
| Total | [5 empty] | 1349873 |  | 1349873
|  | _____% Above / Below on Item No. 7 | [5 empty] | + | 49527
|  | Total Part 'D' KESC Sub-Station | [5 empty] | = | 1399400
0
PART - E
KITCHEN BLOCK
S.No. | Description of item | Quantity |  | Rate | Unit |  | Amount
1 | Excavation in foundation of buildings bridges & other structure in/c: dagbelling dressing refilling around structure with excavated earth watering and ramming lead upto one chain and lift upto 5' (b) in ordinary soil. (S.I.No.4/18-b) | 12727.89 | Cft | 3176.25 | %0Cft |  | 40426.9606
2 | Cement concrete brick or stone ballast 1-1/2" to 2" gauge ratio 1:4:8 (S.I.No.15/4-b). | 2197 | Rft | 9416.28 | %Cft |  | 206876
3 | Filling watering and ramming earth under floor with surplus earth excavated from out side lead upto one chain and lift upto 5. (S.I.4/21). | 7951 | Sft | 1512.5 | %0Cft |  | 12026
4 | Filling watering and ramming earth under floor with new earth excavated from out side lead upto one chain and lift upto 5.( Extra Lead Upto 30 Miles) (S.I.4/22). | 3975.63 | Sft | 19164 | %0Cft |  | 76188.9733
5 | Erection and removal of centering for RCC or plain cement concrete works of deodar wood (2nd class for partal wood vertical. (S.I.No.17/19-b-ii) | 2040.06 | Sft | 3127.41 | %Sft |  | 63801.0404
6 | Cement concrete plain including placing compacting finishing and curing complete (including screening and washing of stone aggregate without shuttering ratio (h) 1:3:6. (S.I.No.15/5-h) | 683.4201 | Cft | 12595 | %Cft |  | 86076.7616
7 | Fabrication of M.S reinforcement for cement concrete including cutting, bending, laying in position making joints and fastening including cost of binding wire (also includes removal of rust from bars (a) using of tor hars. (S.i.No.17/8-b) | 228.1936 | Cwt | 5001.7 | P.Cwt |  | 1141338
8 | R.C.C work including all labour and materials except the cost of steel reinforcement and its labour for bending and binding which will be paid separately. This Rate also include all kinds of forms: lifting shuttering curing rendering and finishing the exposed surface (i/c screening & washing of shingle). R.C. work in roof, slab, beams cols, rafts, lintels and other structural all respect ratio 1:2:4 (90-lbs) cement 2-cft sand 4-cft shingle 1/8" to 1/4" gauge (S.I.No.16/6-a-i).
8A | Ratio 1:2:4 | 2319.39 | Cft | 337 | P.Cft |  | 781634.43
8 B | Ratio 1:1½:3 | 171.86 | Cft | 349 | P.Cft |  | 59979.14
9 | Providing and laying 1:3:6 cement concrete solid block masonry set in 1:6 cement mortar in ground floor superstructure in/c: raking out joints and curing etc complete. (S.I.No.19/24). | 626 | Cft | 15771.01 | %Cft |  | 98726
10 | P/F G.I. frames / chowkhats of size 7"x2" or 4-1/2" x 3" for door using 20 gauge G.I. sheet in/c: welded hinges and fixing at site with necessary holdfast, filling with cement sand slurry of ratio 1:6 and repairing the jambs. The cost also in/c: all carriage tools and plants used in making and fixing (S.I.No.93/29) | 59 | Rft | 228.9 | P.Rft |  | 13505.1
11 | Cement Plaster (1:4) upto 12' height 3/4" thick. (S.I.No.52/11-C) . | 4706 | Sft | 3015.76 | %Sft |  | 141922
12 | Laying white marble flooring fine dressed in the surface without winding set in lime mortar 1:2 in/c rubbing and polishing of the joints. (3/4" thick flooring). (S.I.No.43/28). | 1291.4572 | Sft | 567.48 | P.Sft |  | 732876.1319 | ok
13 | Providing and fixing 3/8" thick marble tiles of approved quality and colour shade size 8" x 4"/6"x4" in dado skirting and facing removal/tucking of existing plaster surface etc over 1/2" thick base of cement mortar 1:3 setting mortar base including filling the joints and washing the tiles with white cement slurry current finishing cleaning and polishing etc complete. (ii) for old work. (S.I.No.49/68-ii). | 752.22 | Sft | 186.04 | P.Sft |  | 139943.0088 | ok
14 | White glazed tile 1/4" thick dado jointed in white cement and laid over 1:2 cement sand mortar 3/4" thick including finishing. (S.I No. 45/37) | 450.2 | Sft | 28253.61 | %Sft |  | 127197.7522 | ok
15 | Providing and fixing in position doors windows and ventilators of 1st class deodar wood frames and 1-3/4" thick commercial ply veneer shutter of 1st class deodar skeletion (Hollow) and commercial ply wood (3-ply) on both side in/c: holdfast, hinges, iron tower bolts handles and cleats with cross and one mort ice lock and hook (S.I.no.58/9)(without chokhats). | 69.03 | Sft | 1227.36 | P.Sft |  | 84724.6608 | ok
16 | Painting new surface preparing surface painting doors and window any type (three coats) (S.I.No.70/5-c-ii). | 138.06 | Sft | 2116.41 | %Sft |  | 2921.9156
17 | White Washing in 3 Coats (SI. No 26 (b) /P.54) | 1524.08 | Sft | 829.95 | %Sft |  | 12649.102
18 | P/L 2" thick c.c. topping 1:2:4 in/c: surface finishing and dividing into panels 2" thick (S.I Nop.16-c/P-46) | 1556.25 | Sft | 3275.5 | %Sft |  | 50974.9688 | [6 empty] | 732876
139943
19 | Two coats of bituman laid using 34 lbs for % sft over roof & blinded with one cft per % sft. (S.No.13/P-35) | 1556.25 | Sft | 1887.4 | %Sft |  | 29372.6625 | [6 empty] | 127198
84725
20 | Extra Labour for each story above ground floor for mosaic conglate or tile stone and wooden floor. (S.I 42/18) | 1556.25 | Sft | 226.88 | %Sft |  | 3530.82 | [5 empty] | 216948.4 | 1084742
| Total | [5 empty] | 3906692 |  | 3906692
| _____% Above / Below on Item No. 12,13,14 & 15. | [6 empty] | - | 216948.3107 | 1084741.5537
| Total | [7 empty] | 3689743.6893 |  |  | 354787.3375
|  | _____% Above / Below on Item No. 7. | [5 empty] | + | 114133.8
|  | G.Total Part 'E' Kitchen Block. | [6 empty] | 3803877.4893
0
PART - F
RESIDENTIAL FLATS
CATEGORY - V
GROUND FLOOR
S.No. | Description of item | Quantity |  | Rate | Unit |  | Amount
1 | Excavation in foundation of buildings bridges & other structure in/c: dagbelling dressing refilling around structure with excavated earth watering and ramming lead upto one chain and lift upto 5' (b) in ordinary soil. (S.I.No.4/18-b) | 16515.2 | Cft | 3176.25 | %0Cft |  | 52456.404
2 | Cement concrete brick or stone ballast 1-1/2" to 2" gauge ratio 1:4:8 (S.I.No.14/4-b) | 2263.9725 | Cft | 9416.28 | %Cft |  | 213181.9897
3 | Erection and removal of centering for RCC or plain cement concrete works of deodar wood (2nd class for partal wood vertical. (S.I.No.17/19-b-ii) | 2605.4 | Sft | 3127.41 | %Sft |  | 81481.5401
4 | Cement concrete plain including placing compacting finishing and curing complete (including screening and washing of stone aggregate without shuttering ratio (h) 1:3:6. (S.I.No.15/5-h) | 1745.618 | Cft | 12595 | %Cft |  | 219860.5871
5 | Filling watering and ramming earth under floor with surplus earth excavated from out side lead upto one chain and lift upto 5. (S.I.4/21). | 10450 | Cft | 1512.5 | %0Cft |  | 15806 | ok
6 | Filling watering and ramming earth under floor with new earth excavated from out side lead upto one chain and lift upto 5.( Extra Lead Upto 30 Miles) (S.I.4/22). | 1635 | Cft | 19164 | %0Cft |  | 31333.14
7 | Fabrication of M.S reinforcement for cement concrete including cutting, bending, laying in position making joints and fastening including cost of binding wire (also includes removal of rust from bars (a) using of tor hars. (S.i.No.17/8-b) | 374.3863 | Cwt | 5001.7 | P.Cwt |  | 1872586 | ok
8 | R.C.C work including all labour and materials except the cost of steel reinforcement and its labour for bending and binding which will be paid separately. This Rate also include all kinds of forms: lifting shuttering curing rendering and finishing the exposed surface (i/c screening & washing of shingle). R.C. work in roof, slab, beams cols, rafts, lintels and other structural all respect ratio 1:2:4 (90-lbs) cement 2-cft sand 4-cft shingle 1/8" to 1/4" gauge (S.I.No.16/6-a-i)
a | Ratio 1:2:4 | 3661 | Cft | 337 | P.Cft |  | 1233757
b | Ratio 1:1½:3 | 361 | Cft | 349 | P.Cft |  | 125989
9 | Providing and laying 1:3:6 cement concrete solid block masonry set in 1:6 cement mortar in ground floor superstructure in/c: raking out joints and curing etc complete. (S.I.No.19/24). | 1902.44 | Cft | 15771.01 | %Cft |  | 300034.0026
10 | P/F G.I. frames / chowkhats of size 7"x2" or 4-1/2" x 3" for door using 20 gauge G.I. sheet in/c: welded hinges and fixing at site with necessary holdfast, filling with cement sand slurry of ratio 1:6 and repairing the jambs. The cost also in/c: all carriage tools and plants used in making and fixing (S.I.No.93/29) | 342.5 | Rft | 228.9 | P.Rft |  | 78398.25
11 | Cement Plaster (1:4) upto 12' height 3/4" thick. (S.I.No.52/11-C) . | 3170 | Sft | 3015.76 | %Sft |  | 95600
12 | Laying white marble flooring fine dressed in the surface without winding set in lime mortar 1:2 in/c rubbing and polishing of the joints.(b) 3/4" thick. (S.I.No.43/28) | 1098 | Sft | 567.48 | P.Sft |  | 623093.04
13 | Providing and fixing 3/8" thick marble tiles of approved quality and colour shade size 8" x 4"/6"x4" in dado skirting and facing removal/tucking of existing plaster surface etc over 1/2" thick base of cement mortar 1:3 setting mortar base including filling the joints and washing the tiles with white cement slurry current finishing cleaning and polishing etc complete. (ii) for old work. (S.I.No.49/68-ii). | 104.5 | Sft | 186.04 | P.Sft |  | 19441.18
14 | Laying floors of approved colored glazed tiles 1/4" thick laid in white cement and pigment on a bed of 3/4" thick cement mortar 1:2. (S.I.No.43/25) | 85.5 | Sft | 27747.06 | %Sft |  | 23723.7363
15 | White glazed tile 1/4" thick dado jointed in white cement and laid over 1:2 cement sand mortar 3/4" thick including finishing. (S.I No. 45/37) | 436 | Sft | 28299.3 | %Sft |  | 123384.948
16 | Providing and fixing in position doors windows and ventilators of 1st class deodar wood frames and 1-3/4" thick commercial ply veneer shutter of 1st class deodar skeletion (Hollow) and commercial ply wood (3-ply) on both side in/c: holdfast, hinges, iron tower bolts handles and cleats with cross and one mort ice lock and hook (S.I.no.58/9)(without chokhats). | 302.965 | Sft | 1227.36 | P.Sft |  | 371853
17 | Supply and fixing in position aluminum channel framing for sliding window ventilators of alcop made with 5 mm thick thinned glass glazed (Belgium) and aluminum fly screen in'/c: handles stopper and locking arragement etc complete. (Deluxe model boronze)(S.I.No.107/84-b). | 148 | Sft | 1647.69 | P.Sft |  | 243858.12
18 | Primary coat of chalk under distemper. (S.I.No.54/23) | 4059.5 | Sft | 442.75 | %Sft |  | 17973.4362
19 | Distempering in three coats.(S.I.No.54/24). | 4059.5 | Sft | 1079.65 | %Sft |  | 43828.3918
20 | Painting new surface preparing surface painting doors and window any type (three coats) (S.I.No.70/5C). | 605.93 | Sft | 2116.41 | %Sft |  | 12823.9631
| Total Part 'F' R/Flats Cat: V Grounf Floor. | [5 empty] | 5800464
CATEGORY - V
FIRST FLOOR
S.No. | Description of item | Quantity |  | Rate | Unit |  | Amount
1 | Fabrication of M.S reinforcement for cement concrete including cutting, bending, laying in position making joints and fastening including cost of binding wire (also includes removal of rust from bars (a) using of tor hars. (S.i.No.17/8-b) | 199.1507 | Cwt | 5001.7 | P.Cwt |  | 996092.1401
2 | R.C.C work including all labour and materials except the cost of steel reinforcement and its labour for bending and binding which will be paid separately. This Rate also include all kinds of forms: lifting shuttering curing rendering and finishing the exposed surface (i/c screening & washing of shingle). R.C. work in roof, slab, beams cols, rafts, lintels and other structural all respect ratio 1:2:4 (90-lbs) cement 2-cft sand 4-cft shingle 1/8" to 1/4" gauge (S.I.No.16/6-a-i)
2a | Ratio 1:2:4 | 1254.63 | Cft | 349.1 | P.Cft |  | 437991
2b | Ratio 1:1½:3 | 211.05 | Cft | 361.1 | P.Cft |  | 76210
3 | Providing and laying 1:3:6 cement concrete solid block masonry set in 1:6 cement mortar in ground floor superstructure in/c: raking out joints and curing etc complete. (S.I.No.19/24). | 1313.875 | Cft | 15771.01 | %Cft |  | 207211.3576
4 | Add extra labour for block masonary in first floor. (S.I.No.23/19-a) | 1313.875 | Cft | 328.97 | % Cft |  | 4322
5 | P/F G.I. frames / chowkhats of size 7"x2" or 4-1/2" x 3" for door using 20 gauge G.I. sheet in/c: welded hinges and fixing at site with necessary holdfast, filling with cement sand slurry of ratio 1:6 and repairing the jambs. The cost also in/c: all carriage tools and plants used in making and fixing (S.I.No.93/29) | 342.5 | Rft | 228.9 | P.Rft |  | 78398.25
6 | Cement Plaster (1:4) upto 12' height 3/4" thick. (S.I.No.52/11-C) . | 3170 | Sft | 3015.76 | %Sft |  | 95600
7 | Laying white marble flooring fine dressed in the surface without winding set in lime mortar 1:2 in/c rubbing and polishing of the joints.(b) 3/4" thick. (S.I.No.43/28) | 1098 | Sft | 567.48 | P.Sft |  | 623093.04
8 | Providing and fixing 3/8" thick marble tiles of approved quality and colour shade size 8" x 4"/6"x4" in dado skirting and facing removal/tucking of existing plaster surface etc over 1/2" thick base of cement mortar 1:3 setting mortar base including filling the joints and washing the tiles with white cement slurry current finishing cleaning and polishing etc complete. (ii) for old work. (S.I.No.49/68-ii). | 104.5 | Sft | 186.04 | P.Sft |  | 19441.18
9 | Laying floors of approved colored glazed tiles 1/4" thick laid in white cement and pigment on a bed of 3/4" thick cement mortar 1:2. (S.I.No.43/25) | 85.5 | Sft | 27747.06 | %Sft |  | 23723.7363
10 | White glazed tile 1/4" thick dado jointed in white cement and laid over 1:2 cement sand mortar 3/4" thick including finishing. (S.I No. 45/37) | 436 | Sft | 28253.61 | %Sft |  | 123185.7396
11 | Providing and fixing in position doors windows and ventilators of 1st class deodar wood frames and 1-3/4" thick commercial ply veneer shutter of 1st class deodar skeletion (Hollow) and commercial ply wood (3-ply) on both side in/c: holdfast, hinges, iron tower bolts handles and cleats with cross and one mort ice lock and hook (S.I.no.58/9)(without chokhats). | 302.965 | Sft | 1227.36 | P.Sft |  | 371853
12 | Supply and fixing in position aluminum channel framing for sliding window ventilators of alcop made with 5 mm thick thinned glass glazed (Belgium) and aluminum fly screen in'/c: handles stopper and locking arragement etc complete. (Deluxe model boronze)(S.I.No.107/84-b). | 148 | Sft | 1647.69 | P.Sft |  | 243858.12
13 | Primary coat of chalk under distemper. (S.I.No.54/23) | 4059.5 | Sft | 442.75 | %Sft |  | 17973.4362
14 | Distempering in three coats.(S.I.No.54/24). | 4059.5 | Sft | 1079.65 | %Sft |  | 43828.3918
15 | Painting new surface preparing surface painting doors and window any type (three coats) (S.I.No.70/5-c-ii). | 605.93 | Sft | 2116.41 | %Sft |  | 12823.9631
|  | Total Cat: V First Floor. |  |  |  |  | 3375602
CATEGORY - V
SECOND FLOOR
S.No. | Description of item | Quantity |  | Rate | Unit |  | Amount
1 | Fabrication of M.S reinforcement for cement concrete including cutting, bending, laying in position making joints and fastening including cost of binding wire (also includes removal of rust from bars (a) using of tor hars. (S.i.No.17/8-b) | 227.6604 | Cwt | 5001.7 | P.Cwt |  | 1138688.9396
2 | Extra Labour for lifting of steel above first floor for every additional floor (S.I. 29/P-19) | 227.6604 | Cwt | 151.25 | P.Cwt |  | 34433.633
3 | R.C.C work including all labour and materials except the cost of steel reinforcement and its labour for bending and binding which will be paid separately. This Rate also include all kinds of forms: lifting shuttering curing rendering and finishing the exposed surface (i/c screening & washing of shingle). R.C. work in roof, slab, beams cols, rafts, lintels and other structural all respect ratio 1:2:4 (90-lbs) cement 2-cft sand 4-cft shingle 1/8" to 1/4" gauge (S.I.No.16/6-a-i)
3a | Ratio 1:2:4 | 1807.26 | Cft | 337 | P.Cft |  | 609046.62
3b | Ratio 1:1½:3 | 211.05 | Cft | 349 | P.Cft |  | 73656.45
4 | Add extra labour for RCC in 2nd and subsequent story. (S.I.No.16/6-d) | 2018.31 | Cft | 24.2 | P.Cft |  | 48843 |  | ok
5 | Providing and laying 1:3:6 cement concrete solid block masonry set in 1:6 cement mortar in ground floor superstructure in/c: raking out joints and curing etc complete. (S.I.No.19/24). | 2269 | Cft | 15771.01 | %Cft |  | 354844
6 | Add extra labour for block masonary in first floor. (S.I.No.23/19-a) | 2269 | Cft | 760.03 | % Cft |  | 17245 |  | ok
7 | P/F G.I. frames / chowkhats of size 7"x2" or 4-1/2" x 3" for door using 20 gauge G.I. sheet in/c: welded hinges and fixing at site with necessary holdfast, filling with cement sand slurry of ratio 1:6 and repairing the jambs. The cost also in/c: all carriage tools and plants used in making and fixing (S.I.No.93/29) | 482 | Rft | 228.9 | P.Rft |  | 110329.8
8 | Cement Plaster (1:4) upto 12' height 3/4" thick. (S.I.No.52/11-C) . | 11459 | Sft | 3015.76 | %Sft |  | 345576 |  | ok
9 | Laying white marble flooring fine dressed in the surface without winding set in lime mortar 1:2 in/c rubbing and polishing of the joints.(b) 3/4" thick. (S.I.No.43/28) | 1098 | Sft | 567.48 | P.Sft |  | 623093.04
10 | Providing and fixing 3/8" thick marble tiles of approved quality and colour shade size 8" x 4"/6"x4" in dado skirting and facing removal/tucking of existing plaster surface etc over 1/2" thick base of cement mortar 1:3 setting mortar base including filling the joints and washing the tiles with white cement slurry current finishing cleaning and polishing etc complete. (ii) for old work. (S.I.No.49/68-ii). | 104.5 | Sft | 186.04 | P.Sft |  | 19441.18
11 | Laying floors of approved colored glazed tiles 1/4" thick laid in white cement and pigment on a bed of 3/4" thick cement mortar 1:2. (S.I.No.43/25) | 85.5 | Sft | 27747.06 | %Sft |  | 23723.7363
12 | White glazed tile 1/4" thick dado jointed in white cement and laid over 1:2 cement sand mortar 3/4" thick including finishing. (S.I No. 45/37) | 428 | Sft | 28253.61 | %Sft |  | 120925.4508
13 | Providing and fixing in position doors windows and ventilators of 1st class deodar wood frames and 1-3/4" thick commercial ply veneer shutter of 1st class deodar skeletion (Hollow) and commercial ply wood (3-ply) on both side in/c: holdfast, hinges, iron tower bolts handles and cleats with cross and one mort ice lock and hook (S.I.no.58/9)(without chokhats). | 302.965 | Sft | 1227.36 | P.Sft |  | 371853
14 | Supply and fixing in position aluminum channel framing for sliding window ventilators of alcop made with 5 mm thick thinned glass glazed (Belgium) and aluminum fly screen in'/c: handles stopper and locking arragement etc complete. (Deluxe model boronze)(S.I.No.107/84-b). | 148 | Sft | 1647.69 | P.Sft |  | 243858.12
15 | Primary coat of chalk under distemper. (S.I.No.54/23) | 6065.4 | Sft | 442.75 | %Sft |  | 26854.5585
16 | Distempering in three coats.(S.I.No.54/24). | 12569.72 | Sft | 1079.65 | %Sft |  | 135708.982
17 | Painting new surface preparing surface painting doors and window any type (three coats) (S.I.No.70/5-c-ii). | 605.93 | Sft | 2116.41 | %Sft |  | 12823.9631
18 | Providing and Install MS Railing of best quality using 1-½ dia MS pipe (12Swg) handrail with ½" x ½" MS Bar for vertical support 3" x 1-½" Ms Box Section including Powder Coating, all hardwires, wastage clamps, embended in concrete fixing etc.(Non Schedule Item) | 176.99 | Rft |  | P/Rft
19 | P/L 2" thick c.c. topping 1:2:4 in/c: surface finishing and dividing into panels 2" thick (S.I Nop.16-c/P-46) | 2624.03 | Sft | 3275.5 | %Sft |  | 85950.1027
20 | Two coats of bituman laid using 34 lbs for % sft over roof & blinded with one cft per % sft. (S.No.13/P-35) | 2624.025 | Sft | 1887.4 | %Sft |  | 49525.8478
21 | Extra Labour for each story above ground floor for mosaic conglate or tile stone and wooden floor. (S.I 42/18) | 2624.025 | Sft | 226.88 | %Sft |  | 5953.3879 |  |  | G | f | S
| Total Part F (Cat: V) Second Floor Schedule Items | [5 empty] | 4455374 |  |  | 1405354 | 1405155 | 1402895
| Total (Cat: V) G+F+2nd Floor Schedule Items. | [5 empty] | 21642924
| ______% Above / Below on Item No. G-12,13,14,15,16&17- F-8,9,10,11,12 & 13- S- 9,10,11,12.13 & 14 | [6 empty] | -20% | 842680.8 | 281070.8 | 281031 | 280579
Total
______% Above / Below on Item No. G-7&10 - F-1&6 - S-1&7.
| Add: Non Schedule Item. | [6 empty] | 10% + | 427447
G.Total Part F (Cat: V Flats
0
PART - G
RESIDENTIAL FLATS
CATEGORY - IV
GROUND FLOOR
S.No. | Description of item | Quantity |  | Rate | Unit |  | Amount
1 | Excavation in foundation of buildings bridges & other structure in/c: dagbelling dressing refilling around structure with excavated earth watering and ramming lead upto one chain and lift upto 5' (b) in ordinary soil. (S.I.No.4/18-b) | 21516.5 | Cft | 3176.25 | %0Cft |  | 68341.7831
2 | Cement concrete brick or stone ballast 1-1/2" to 2" gauge ratio 1:4:8 (S.I.No.14/4-b) | 3708 | Cft | 9416.28 | %Cft |  | 349156
3 | Erection and removal of centering for RCC or plain cement concrete works of deodar wood (2nd class for partal wood vertical. (S.I.No.17/19-b-ii) | 4594 | Sft | 3127.41 | %Sft |  | 143673
4 | Cement concrete plain including placing compacting finishing and curing complete (including screening and washing of stone aggregate without shuttering ratio (h) 1:3:6. (S.I.No.15/5-h) | 1256.92 | Cft | 12595 | %Cft |  | 158309.074
5 | Filling watering and ramming earth under floor with surplus earth excavated from out side lead upto one chain and lift upto 5. (S.I.4/21). | 15336 | Cft | 1512.5 | %0Cft |  | 23196
6 | Filling watering and ramming earth under floor with new earth excavated from out side lead upto one chain and lift upto 5.( Extra Lead Upto 30 Miles) (S.I.4/22). | 3364 | Cft | 19164 | %0Cft |  | 64468
7 | Fabrication of M.S reinforcement for cement concrete including cutting, bending, laying in position making joints and fastening including cost of binding wire (also includes removal of rust from bars (a) using of tor hars. (S.i.No.17/8-b) | 711.9442 | Cwt | 5001.7 | P.Cwt |  | 3560910
8 | R.C.C work including all labour and materials except the cost of steel reinforcement and its labour for bending and binding which will be paid separately. This Rate also include all kinds of forms: lifting shuttering curing rendering and finishing the exposed surface (i/c screening & washing of shingle). R.C. work in roof, slab, beams cols, rafts, lintels and other structural all respect ratio 1:2:4 (90-lbs) cement 2-cft sand 4-cft shingle 1/8" to 1/4" gauge (S.I.No.16/6-a-i)
a | Ratio 1:2:4 | 5473 | Cft | 337 | P.Cft |  | 1844401
b | Ratio 1:1½:3 | 519 | Cft | 349 | P.Cft |  | 181131
9 | Providing and laying 1:3:6 cement concrete solid block masonry set in 1:6 cement mortar in ground floor superstructure in/c: raking out joints and curing etc complete. (S.I.No.19/24). | 2233.0625 | Cft | 15771.01 | %Cft |  | 352176.5102
10 | P/F G.I. frames / chowkhats of size 7"x2" or 4-1/2" x 3" for door using 20 gauge G.I. sheet in/c: welded hinges and fixing at site with necessary holdfast, filling with cement sand slurry of ratio 1:6 and repairing the jambs. The cost also in/c: all carriage tools and plants used in making and fixing (S.I.No.93/29) | 482 | Rft | 228.9 | P.Rft |  | 110329.8
11 | Cement Plaster (1:4) upto 12' height 3/4" thick. (S.I.No.52/11-C) . | 5170 | Sft | 3015.76 | %Sft |  | 155915
12 | Laying white marble flooring fine dressed in the surface without winding set in lime mortar 1:2 in/c rubbing and polishing of the joints.(b) 3/4" thick. (S.I.No.43/28) | 1697 | Sft | 567.48 | P.Sft |  | 963013.56
13 | Providing and fixing 3/8" thick marble tiles of approved quality and colour shade size 8" x 4"/6"x4" in dado skirting and facing removal/tucking of existing plaster surface etc over 1/2" thick base of cement mortar 1:3 setting mortar base including filling the joints and washing the tiles with white cement slurry current finishing cleaning and polishing etc complete. (ii) for old work. (S.I.No.49/68-ii). | 361 | Sft | 186.04 | P.Sft |  | 67160.44
14 | Laying floors of approved colored glazed tiles 1/4" thick laid in white cement and pigment on a bed of 3/4" thick cement mortar 1:2. (S.I.No.43/25) | 174 | Sft | 27747.06 | %Sft |  | 48279.8844
15 | White glazed tile 1/4" thick dado jointed in white cement and laid over 1:2 cement sand mortar 3/4" thick including finishing. (S.I No. 45/37) | 576 | Sft | 28253.61 | %Sft |  | 162740.7936
16 | Providing and fixing in position doors windows and ventilators of 1st class deodar wood frames and 1-3/4" thick commercial ply veneer shutter of 1st class deodar skeletion (Hollow) and commercial ply wood (3-ply) on both side in/c: holdfast, hinges, iron tower bolts handles and cleats with cross and one mort ice lock and hook (S.I.no.58/9)(without chokhats). | 414.18 | Sft | 1227.36 | P.Sft |  | 508347.9648
17 | Supply and fixing in position aluminum channel framing for sliding window ventilators of alcop made with 5 mm thick thinned glass glazed (Belgium) and aluminum fly screen in'/c: handles stopper and locking arragement etc complete. (Deluxe model boronze)(S.I.No.107/84-b). | 284 | Sft | 1647.69 | P.Sft |  | 467943.96
18 | Primary coat of chalk under distemper. (S.I.No.54/23) | 6815 | Sft | 442.75 | %Sft |  | 30173.4125
19 | Distempering in three coats.(S.I.No.54/24). | 6815 | Sft | 1079.65 | %Sft |  | 73578.1475
20 | Painting new surface preparing surface painting doors and window any type (three coats) (S.I.No.70/5-c-ii). | 828.36 | Sft | 2116.41 | %Sft |  | 17531.4939
|  | Total Part G (Cat: IV) Ground Floor. |  |  |  |  | 9350777
CATEGORY - IV
FIRST FLOOR
S.No. | Description of item | Quantity |  | Rate | Unit |  | Amount
1 | Fabrication of M.S reinforcement for cement concrete including cutting, bending, laying in position making joints and fastening including cost of binding wire (also includes removal of rust from bars (a) using of tor hars. (S.i.No.17/8-b) | 295.6467 | Cwt | 5001.7 | P.Cwt |  | 1478753
3 | R.C.C work including all labour and materials except the cost of steel reinforcement and its labour for bending and binding which will be paid separately. This Rate also include all kinds of forms: lifting shuttering curing rendering and finishing the exposed surface (i/c screening & washing of shingle). R.C. work in roof, slab, beams cols, rafts, lintels and other structural all respect ratio 1:2:4 (90-lbs) cement 2-cft sand 4-cft shingle 1/8" to 1/4" gauge (S.I.No.16/6-a-i)
3a | Ratio 1:2:4 | 2269.11 | Cft | 349.1 | P.Cft |  | 792146
3b | Ratio 1:1½:3 | 314 | Cft | 361.1 | P.Cft |  | 113385
4 | Providing and laying 1:3:6 cement concrete solid block masonry set in 1:6 cement mortar in ground floor superstructure in/c: raking out joints and curing etc complete. (S.I.No.19/24). | 1400.0625 | Cft | 15771.01 | %Cft |  | 220803.9969
5 | Add extra labour for block masonary in first floor. (S.I.No.23/19-a) | 1400.0625 | Cft | 328.97 | % Cft |  | 4606
6 | P/F G.I. frames / chowkhats of size 7"x2" or 4-1/2" x 3" for door using 20 gauge G.I. sheet in/c: welded hinges and fixing at site with necessary holdfast, filling with cement sand slurry of ratio 1:6 and repairing the jambs. The cost also in/c: all carriage tools and plants used in making and fixing (S.I.No.93/29) | 482 | Rft | 228.9 | P.Rft |  | 110329.8
7 | Cement Plaster (1:4) upto 12' height 3/4" thick. (S.I.No.52/11-C) . | 5170 | Sft | 3015.76 | %Sft |  | 155915
8 | Laying white marble flooring fine dressed in the surface without winding set in lime mortar 1:2 in/c rubbing and polishing of the joints.(b) 3/4" thick. (S.I.No.43/28) | 1697 | Sft | 567.48 | P.Sft |  | 963013.56
9 | Providing and fixing 3/8" thick marble tiles of approved quality and colour shade size 8" x 4"/6"x4" in dado skirting and facing removal/tucking of existing plaster surface etc over 1/2" thick base of cement mortar 1:3 setting mortar base including filling the joints and washing the tiles with white cement slurry current finishing cleaning and polishing etc complete. (ii) for old work. (S.I.No.49/68-ii). | 361 | Sft | 186.04 | P.Sft |  | 67160.44
10 | Laying floors of approved colored glazed tiles 1/4" thick laid in white cement and pigment on a bed of 3/4" thick cement mortar 1:2. (S.I.No.43/25) | 174 | Sft | 27747.06 | %Sft |  | 48279.8844
11 | White glazed tile 1/4" thick dado jointed in white cement and laid over 1:2 cement sand mortar 3/4" thick including finishing. (S.I No. 45/37) | 576 | Sft | 28253.61 | %Sft |  | 162740.7936
12 | Providing and fixing in position doors windows and ventilators of 1st class deodar wood frames and 1-3/4" thick commercial ply veneer shutter of 1st class deodar skeletion (Hollow) and commercial ply wood (3-ply) on both side in/c: holdfast, hinges, iron tower bolts handles and cleats with cross and one mort ice lock and hook (S.I.no.58/9)(without chokhats). | 414.18 | Sft | 1227.36 | P.Sft |  | 508347.9648
13 | Supply and fixing in position aluminum channel framing for sliding window ventilators of alcop made with 5 mm thick thinned glass glazed (Belgium) and aluminum fly screen in'/c: handles stopper and locking arragement etc complete. (Deluxe model boronze)(S.I.No.107/84-b). | 284 | Sft | 1647.69 | P.Sft |  | 467943.96
14 | Primary coat of chalk under distemper. (S.I.No.61/25) | 6815 | Sft | 442.75 | %Sft |  | 30173.4125
15 | Distempering in three coats.(S.I.No.54/24). | 6815 | Sft | 1079.65 | %Sft |  | 73578.1475
16 | Painting new surface preparing surface painting doors and window any type (three coats) (S.I.No.70/5-c-ii). | 828.36 | Sft | 2116.41 | %Sft |  | 17531.4939
|  | Total Part G (Cat: IV) F/Floor. |  |  |  |  | 5214708
CATEGORY - IV
SECOND FLOOR
S.No. | Description of item | Quantity |  | Rate | Unit |  | Amount
1 | Fabrication of M.S reinforcement for cement concrete including cutting, bending, laying in position making joints and fastening including cost of binding wire (also includes removal of rust from bars (a) using of tor hars. (S.i.No.17/8-b) | 343.0248 | Cwt | 5001.7 | P.Cwt |  | 1715683
2 | Extra Labour for lifting of steel above first floor for every additional floor (S.I. 29/P-19) | 343.0248 | Cwt | 151.25 | P.Cwt |  | 51882.5006
3 | R.C.C work including all labour and materials except the cost of steel reinforcement and its labour for bending and binding which will be paid separately. This Rate also include all kinds of forms: lifting shuttering curing rendering and finishing the exposed surface (i/c screening & washing of shingle). R.C. work in roof, slab, beams cols, rafts, lintels and other structural all respect ratio 1:2:4 (90-lbs) cement 2-cft sand 4-cft shingle 1/8" to 1/4" gauge (S.I.No.16/6-a-i)
3a | Ratio 1:2:4 | 4467 | Cft | 337 | P.Cft |  | 1505379
3b | Ratio 1:1½:3 | 314 | Cft | 349 | P.Cft |  | 109586
4 | Add extra labour for RCC in 2nd and subsequent story. (S.I.No.16/6-d) | 4781 | Cft | 24.2 | P.Cft |  | 115700
5 | Providing and laying 1:3:6 cement concrete solid block masonry set in 1:6 cement mortar in ground floor superstructure in/c: raking out joints and curing etc complete. (S.I.No.19/24). | 1977.6025 | Cft | 15771.01 | %Cft |  | 311887.888
6 | Add extra labour for block masonary in first floor. (S.I.No.23/19-a) | 1977.6025 | Cft | 760.03 | % Cft |  | 15030.3723
7 | P/F G.I. frames / chowkhats of size 7"x2" or 4-1/2" x 3" for door using 20 gauge G.I. sheet in/c: welded hinges and fixing at site with necessary holdfast, filling with cement sand slurry of ratio 1:6 and repairing the jambs. The cost also in/c: all carriage tools and plants used in making and fixing (S.I.No.93/29) | 482 | Rft | 228.9 | P.Rft |  | 110329.8
8 | Cement Plaster (1:4) upto 12' height 3/4" thick. (S.I.No.52/11-C) . | 18162 | Sft | 3015.76 | %Sft |  | 547722
9 | Laying white marble flooring fine dressed in the surface without winding set in lime mortar 1:2 in/c rubbing and polishing of the joints.(b) 3/4" thick. (S.I.No.43/28) | 1697 | Sft | 567.48 | P.Sft |  | 963013.56
10 | Providing and fixing 3/8" thick marble tiles of approved quality and colour shade size 8" x 4"/6"x4" in dado skirting and facing removal/tucking of existing plaster surface etc over 1/2" thick base of cement mortar 1:3 setting mortar base including filling the joints and washing the tiles with white cement slurry current finishing cleaning and polishing etc complete. (ii) for old work. (S.I.No.49/68-ii). | 361 | Sft | 186.04 | P.Sft |  | 67160.44
11 | Laying floors of approved colored glazed tiles 1/4" thick laid in white cement and pigment on a bed of 3/4" thick cement mortar 1:2. (S.I.No.43/25) | 174 | Sft | 27747.06 | %Sft |  | 48279.8844
12 | White glazed tile 1/4" thick dado jointed in white cement and laid over 1:2 cement sand mortar 3/4" thick including finishing. (S.I No. 45/37) | 564 | Sft | 28253.61 | %Sft |  | 159350.3604
13 | Providing and fixing in position doors windows and ventilators of 1st class deodar wood frames and 1-3/4" thick commercial ply veneer shutter of 1st class deodar skeletion (Hollow) and commercial ply wood (3-ply) on both side in/c: holdfast, hinges, iron tower bolts handles and cleats with cross and one mort ice lock and hook (S.I.no.58/9)(without chokhats). | 414.18 | Sft | 1227.36 | P.Sft |  | 508347.9648
14 | Supply and fixing in position aluminum channel framing for sliding window ventilators of alcop made with 5 mm thick thinned glass glazed (Belgium) and aluminum fly screen in'/c: handles stopper and locking arragement etc complete. (Deluxe model boronze)(S.I.No.107/84-b). | 284 | Sft | 1647.69 | P.Sft |  | 467943.96
15 | Primary coat of chalk under distemper. (S.I.No.54/23) | 6815 | Sft | 442.75 | %Sft |  | 30173.4125
16 | Distempering in three coats.(S.I.No.54/24). | 17691.7325 | Sft | 1079.65 | %Sft |  | 191008.7899
17 | Painting new surface preparing surface painting doors and window any type (three coats) (S.I.No.70/5-c-ii). | 828.36 | Sft | 2116.41 | %Sft |  | 17531.4939
18 | Providing and Install MS Railing of best quality using 1-½ dia MS pipe (12Swg) handrail with ½" x ½" MS Bar for vertical support 3" x 1-½" Ms Box Section including Powder Coating, all hardwires, wastage clamps, embended in concrete fixing etc.(Non-Schedule Item) | 176.99 | Rft |  | P/Rft
19 | P/L 2" thick c.c. topping 1:2:4 in/c: surface finishing and dividing into panels 2" thick (S.I Nop.16-c/P-46) | 2624.025 | Sft | 3275.5 | %Sft |  | 85949.9389
20 | Two coats of bituman laid using 34 lbs for % sft over roof & blinded with one cft per % sft. (S.No.13/P-35) | 2624.025 | Sft | 1887.4 | %Sft |  | 49525.8478
21 | Extra Labour for each story above ground floor for mosaic conglate or tile stone and wooden floor. (S.I 42/18) | 2624.025 | Sft | 226.88 | %Sft |  | 5953.3879
| Total Part G (Cat: IV) Second Floor Schedule Items | [5 empty] | 7077739
| Total (Cat: IV) G+F+2nd Floor Schedule Items. | [5 empty] | 21643224
_____% Above / Below on Item No. G-12,13,14,15,16&17- F-8,9,10,11,12&13- S-9,10,11,12,13&14.
Total
_____% Above / Below on Item No. G-9&12- F-1&6-S-1&7.
Add: Non Schedule Item.
G.Total Part G (Cat: IV Flats)
PART - H
RESIDENTIAL FLATS
CATEGORY - III
GROUND FLOOR
S.No. | Description of item | Quantity |  | Rate | Unit |  | Amount
1 | Excavation in foundation of buildings bridges & other structure in/c: dagbelling dressing refilling around structure with excavated earth watering and ramming lead upto one chain and lift upto 5' (b) in ordinary soil. (S.I.No.4/18-b) | 26807.6118 | Cft | 3176.25 | %0Cft |  | 85147.677
2 | Cement concrete brick or stone ballast 1-1/2" to 2" gauge ratio 1:4:8 (S.I.No.14/4-b) | 5358.5935 | Cft | 9416.28 | %Cft |  | 504580.1704
3 | Erection and removal of centering for RCC or plain cement concrete works of deodar wood (2nd class for partal wood vertical. (S.I.No.17/19-b-ii) | 3772.465 | Sft | 3127.41 | %Sft |  | 117980.4477
4 | Cement concrete plain including placing compacting finishing and curing complete (including screening and washing of stone aggregate without shuttering ratio (h) 1:3:6. (S.I.No.15/5-h) | 1263.7758 | Cft | 12595 | %Cft |  | 159172.5589 | Start Estimate Correction
5 | Filling watering and ramming earth under floor with surplus earth excavated from out side lead upto one chain and lift upto 5. (S.I.4/21). | 16994 | Cft | 1512.5 | %0Cft |  | 25703 |  | ok
6 | Filling watering and ramming earth under floor with new earth excavated from out side lead upto one chain and lift upto 5.( Extra Lead Upto 30 Miles) (S.I.4/22). | 5786.17 | Cft | 19164 | %0Cft |  | 110886.1619
7 | Fabrication of M.S reinforcement for cement concrete including cutting, bending, laying in position making joints and fastening including cost of binding wire (also includes removal of rust from bars (a) using of tor hars. (S.i.No.17/8-b) | 842.9682 | Cwt | 5001.7 | P.Cwt |  | 4216283 |  | ok
8 | R.C.C work including all labour and materials except the cost of steel reinforcement and its labour for bending and binding which will be paid separately. This Rate also include all kinds of forms: lifting shuttering curing rendering and finishing the exposed surface (i/c screening & washing of shingle). R.C. work in roof, slab, beams cols, rafts, lintels and other structural all respect ratio 1:2:4 (90-lbs) cement 2-cft sand 4-cft shingle 1/8" to 1/4" gauge (S.I.No.16/6-a-i)
a | Ratio 1:2:4 | 8649 | Cft | 337 | P.Cft |  | 2914713
b | Ratio 1:1½:3 | 854.7 | Cft | 349 | P.Cft |  | 298290.3
9 | Providing and laying 1:3:6 cement concrete solid block masonry set in 1:6 cement mortar in ground floor superstructure in/c: raking out joints and curing etc complete. (S.I.No.19/24). | 1345.625 | Cft | 15771.01 | %Cft |  | 212218.6533
10 | P/F G.I. frames / chowkhats of size 7"x2" or 4-1/2" x 3" for door using 20 gauge G.I. sheet in/c: welded hinges and fixing at site with necessary holdfast, filling with cement sand slurry of ratio 1:6 and repairing the jambs. The cost also in/c: all carriage tools and plants used in making and fixing (S.I.No.93/29) | 539.5 | Rft | 228.9 | P.Rft |  | 123491.55
11 | Cement Plaster (1:4) upto 12' height 3/4" thick. (S.I.No.52/11-C) . | 4498 | Sft | 3015.76 | %Sft |  | 135649
12 | Laying white marble flooring fine dressed in the surface without winding set in lime mortar 1:2 in/c rubbing and polishing of the joints.(b) 3/4" thick. (S.I.No.43/28) | 2325 | Sft | 567.48 | P.Sft |  | 1319391
13 | Providing and fixing 3/8" thick marble tiles of approved quality and colour shade size 8" x 4"/6"x4" in dado skirting and facing removal/tucking of existing plaster surface etc over 1/2" thick base of cement mortar 1:3 setting mortar base including filling the joints and washing the tiles with white cement slurry current finishing cleaning and polishing etc complete. (ii) for old work. (S.I.No.49/68-ii). | 2259 | Sft | 186.04 | P.Sft |  | 420264.36
14 | Laying floors of approved colored glazed tiles 1/4" thick laid in white cement and pigment on a bed of 3/4" thick cement mortar 1:2. (S.I.No.43/25) | 161 | Sft | 27747.06 | %Sft |  | 44672.7666
15 | White glazed tile 1/4" thick dado jointed in white cement and laid over 1:2 cement sand mortar 3/4" thick including finishing. (S.I No. 45/37) | 650 | Sft | 28253.61 | %Sft |  | 183648.465
16 | Providing and fixing in position doors windows and ventilators of 1st class deodar wood frames and 1-3/4" thick commercial ply veneer shutter of 1st class deodar skeletion (Hollow) and commercial ply wood (3-ply) on both side in/c: holdfast, hinges, iron tower bolts handles and cleats with cross and one mort ice lock and hook (S.I.no.58/9)(without chokhats). | 479.375 | Sft | 1227.36 | P.Sft |  | 588372
17 | Supply and fixing in position aluminum channel framing for sliding window ventilators of alcop made with 5 mm thick thinned glass glazed (Belgium) and aluminum fly screen in'/c: handles stopper and locking arragement etc complete. (Deluxe model boronze)(S.I.No.107/84-b). | 320 | Sft | 1647.69 | P.Sft |  | 527260.8
18 | Primary coat of chalk under distemper. (S.I.No.54/23) | 7173 | Sft | 442.75 | %Sft |  | 31758.4575
19 | Distempering in three coats.(S.I.No.54/24). | 7173 | Sft | 1079.65 | %Sft |  | 77443.2945
20 | Painting new surface preparing surface painting doors and window any type (three coats) (S.I.No.70/5-c-ii). | 1104.48 | Sft | 2116.41 | %Sft |  | 23375.3252
|  |  |  | Toal Cat-III G/Floor. |  |  | 12120302
CATEGORY - III
FIRST FLOOR
S.No. | Description of item | Quantity |  | Rate | Unit |  | Amount
1 | Fabrication of M.S reinforcement for cement concrete including cutting, bending, laying in position making joints and fastening including cost of binding wire (also includes removal of rust from bars (a) using of tor hars. (S.i.No.17/8-b) | 374.2835 | Cwt | 5001.7 | P.Cwt |  | 1872036
3 | R.C.C work including all labour and materials except the cost of steel reinforcement and its labour for bending and binding which will be paid separately. This Rate also include all kinds of forms: lifting shuttering curing rendering and finishing the exposed surface (i/c screening & washing of shingle). R.C. work in roof, slab, beams cols, rafts, lintels and other structural all respect ratio 1:2:4 (90-lbs) cement 2-cft sand 4-cft shingle 1/8" to 1/4" gauge (S.I.No.16/6-a-i)
| Ratio 1:2:4 | 2923.22 | Cft | 349.1 | P.Cft |  | 1020496
| Ratio 1:1½:3 | 549.68 | Cft | 361.1 | P.Cft |  | 198489
4 | Providing and laying 1:3:6 cement concrete solid block masonry set in 1:6 cement mortar in ground floor superstructure in/c: raking out joints and curing etc complete. (S.I.No.19/24). | 1345.625 | Cft | 15771.01 | %Cft |  | 212218.6533
5 | Add extra labour for block masonary in first floor. (S.I.No.23/19-a) | 1345.625 | Cft | 328.97 | % Cft |  | 4427
6 | P/F G.I. frames / chowkhats of size 7"x2" or 4-1/2" x 3" for door using 20 gauge G.I. sheet in/c: welded hinges and fixing at site with necessary holdfast, filling with cement sand slurry of ratio 1:6 and repairing the jambs. The cost also in/c: all carriage tools and plants used in making and fixing (S.I.No.93/29) | 539.5 | Rft | 228.9 | P.Rft |  | 123491.55
7 | Cement Plaster (1:4) upto 12' height 3/4" thick. (S.I.No.52/11-C) . | 4498 | Sft | 3015.76 | %Sft |  | 135649
8 | Laying white marble flooring fine dressed in the surface without winding set in lime mortar 1:2 in/c rubbing and polishing of the joints.(b) 3/4" thick. (S.I.No.43/28) | 2325 | Sft | 567.48 | P.Sft |  | 1319391
9 | Providing and fixing 3/8" thick marble tiles of approved quality and colour shade size 8" x 4"/6"x4" in dado skirting and facing removal/tucking of existing plaster surface etc over 1/2" thick base of cement mortar 1:3 setting mortar base including filling the joints and washing the tiles with white cement slurry current finishing cleaning and polishing etc complete. (ii) for old work. (S.I.No.49/68-ii). | 2259 | Sft | 186.04 | P.Sft |  | 420264.36
10 | Laying floors of approved colored glazed tiles 1/4" thick laid in white cement and pigment on a bed of 3/4" thick cement mortar 1:2. (S.I.No.43/25) | 161 | Sft | 27747.06 | %Sft |  | 44672.7666
11 | White glazed tile 1/4" thick dado jointed in white cement and laid over 1:2 cement sand mortar 3/4" thick including finishing. (S.I No. 45/37) | 650 | Sft | 28253.61 | %Sft |  | 183648.465
12 | Providing and fixing in position doors windows and ventilators of 1st class deodar wood frames and 1-3/4" thick commercial ply veneer shutter of 1st class deodar skeletion (Hollow) and commercial ply wood (3-ply) on both side in/c: holdfast, hinges, iron tower bolts handles and cleats with cross and one mort ice lock and hook (S.I.no.58/9)(without chokhats). | 479.375 | Sft | 1227.36 | P.Sft |  | 588372
13 | Supply and fixing in position aluminum channel framing for sliding window ventilators of alcop made with 5 mm thick thinned glass glazed (Belgium) and aluminum fly screen in'/c: handles stopper and locking arragement etc complete. (Deluxe model boronze)(S.I.No.107/84-b). | 320 | Sft | 1647.69 | P.Sft |  | 527260.8
15 | Primary coat of chalk under distemper. (S.I.No.54/23) | 7173 | Sft | 442.75 | %Sft |  | 31758.4575
16 | Distempering in three coats.(S.I.No.54/24). | 7173 | Sft | 1079.65 | %Sft |  | 77443.2945
18 | Painting new surface preparing surface painting doors and window any type (three coats) (S.I.No.70/5-c-ii). | 1104.48 | Sft | 2116.41 | %Sft |  | 23375.3252
|  |  |  | Toal Cat-III F/Floor. |  |  | 6782994
CATEGORY - III
SECOND FLOOR
S.No. | Description of item | Quantity |  | Rate | Unit |  | Amount
1 | Fabrication of M.S reinforcement for cement concrete including cutting, bending, laying in position making joints and fastening including cost of binding wire (also includes removal of rust from bars (a) using of tor hars. (S.i.No.17/8-b) | 432.0367 | Cwt | 5001.7 | P.Cwt |  | 2160934
2 | Extra Labour for lifting of steel above first floor for every additional floor (S.I. 29/P-19) | 432.0367 | Cwt | 151.25 | P.Cwt |  | 65345.5503
3 | R.C.C work including all labour and materials except the cost of steel reinforcement and its labour for bending and binding which will be paid separately. This Rate also include all kinds of forms: lifting shuttering curing rendering and finishing the exposed surface (i/c screening & washing of shingle). R.C. work in roof, slab, beams cols, rafts, lintels and other structural all respect ratio 1:2:4 (90-lbs) cement 2-cft sand 4-cft shingle 1/8" to 1/4" gauge (S.I.No.16/6-a-i)
| Ratio 1:2:4 | 3539.69 | Cft | 337 | P.Cft |  | 1192875.53
| Ratio 1:1½:3 | 549.68 | Cft | 349 | P.Cft |  | 191838.32
4 | Add extra labour for RCC in 2nd and subsequent story. (S.I.No.16/6-d) | 4089.3679 | Cft | 24.2 | P.Cft |  | 98963
5 | Providing and laying 1:3:6 cement concrete solid block masonry set in 1:6 cement mortar in ground floor superstructure in/c: raking out joints and curing etc complete. (S.I.No.19/24). | 1886.1225 | Cft | 15771.01 | %Cft |  | 297460.5681
6 | Add extra labour for block masonary in first floor. (S.I.No.23/19-a) | 1886.1225 | Cft | 760.03 | % Cft |  | 14335.0968
7 | P/F G.I. frames / chowkhats of size 7"x2" or 4-1/2" x 3" for door using 20 gauge G.I. sheet in/c: welded hinges and fixing at site with necessary holdfast, filling with cement sand slurry of ratio 1:6 and repairing the jambs. The cost also in/c: all carriage tools and plants used in making and fixing (S.I.No.93/29) | 539.5 | Rft | 228.9 | P.Rft |  | 123491.55
8 | Cement Plaster (1:4) upto 12' height 3/4" thick. (S.I.No.52/11-C) . | 27549 | Sft | 3015.76 | %Sft |  | 830812
9 | Laying white marble flooring fine dressed in the surface without winding set in lime mortar 1:2 in/c rubbing and polishing of the joints.(b) 3/4" thick. (S.I.No.43/28) | 2325 | Sft | 567.48 | P.Sft |  | 1319391
10 | Providing and fixing 3/8" thick marble tiles of approved quality and colour shade size 8" x 4"/6"x4" in dado skirting and facing removal/tucking of existing plaster surface etc over 1/2" thick base of cement mortar 1:3 setting mortar base including filling the joints and washing the tiles with white cement slurry current finishing cleaning and polishing etc complete. (ii) for old work. (S.I.No.49/68-ii). | 2259 | Sft | 186.04 | P.Sft |  | 420264.36
11 | Laying floors of approved colored glazed tiles 1/4" thick laid in white cement and pigment on a bed of 3/4" thick cement mortar 1:2. (S.I.No.43/25) | 161 | Sft | 27747.06 | %Sft |  | 44672.7666
12 | White glazed tile 1/4" thick dado jointed in white cement and laid over 1:2 cement sand mortar 3/4" thick including finishing. (S.I No. 45/37) | 650 | Sft | 28253.61 | %Sft |  | 183648.465
13 | Providing and fixing in position doors windows and ventilators of 1st class deodar wood frames and 1-3/4" thick commercial ply veneer shutter of 1st class deodar skeletion (Hollow) and commercial ply wood (3-ply) on both side in/c: holdfast, hinges, iron tower bolts handles and cleats with cross and one mort ice lock and hook (S.I.no.58/9)(without chokhats). | 479.375 | Sft | 1227.36 | P.Sft |  | 588372
14 | Supply and fixing in position aluminum channel framing for sliding window ventilators of alcop made with 5 mm thick thinned glass glazed (Belgium) and aluminum fly screen in'/c: handles stopper and locking arragement etc complete. (Deluxe model boronze)(S.I.No.107/84-b). | 320 | Sft | 1647.69 | P.Sft |  | 527260.8
15 | Primary coat of chalk under distemper. (S.I.No.54/23) | 7173 | Sft | 442.75 | %Sft |  | 31758.4575
16 | Distempering in three coats.(S.I.No.54/24). | 68195.24 | Sft | 1079.65 | %Sft |  | 736269.9087
17 | Painting new surface preparing surface painting doors and window any type (three coats) (S.I.No.70/5-c-ii). | 1104.48 | Sft | 2116.41 | %Sft |  | 23375.3252
18 | Providing and Install MS Railing of best quality using 1-½ dia MS pipe (12Swg) handrail with ½" x ½" MS Bar for vertical support 3" x 1-½" Ms Box Section including Powder Coating, all hardwires, wastage clamps, embended in concrete fixing etc.(Non-Schedule Item) | 176.99 | Rft |  | P/Rft
19 | P/L 2" thick c.c. topping 1:2:4 in/c: surface finishing and dividing into panels 2" thick (S.I Nop.16-c/P-46) | 2837.9694 | Sft | 3275.5 | %Sft |  | 92957.6877
20 | Two coats of bituman laid using 34 lbs for % sft over roof & blinded with one cft per % sft. (S.No.13/P-35) | 2837.9694 | Sft | 1887.4 | %Sft |  | 53563.8345
21 | Extra Labour for each story above ground floor for mosaic conglate or tile stone and wooden floor. (S.I 42/18) | 2837.9694 | Sft | 226.88 | %Sft |  | 6438.785
| Total Cat: III Second Floor. | [5 empty] | 9004029
[10 empty] | 9 | 10 | 11 | 12 | 14
| Total (Cat: III Flats) G+F+2nd Floor Schedule Items. | [5 empty] | 27907325 |  |  | 1319391 | 420264 | 44673 | 183648 | 527261
| _____% Above / Below on Item No. ,9,10,11,12 & 14 | [7 empty] | 499047.4
[5 empty] | Total |  |  |  |  | 2495237
_____% Above / Below on Item No. 1 &7
Add: Non Schedule Item.
| G.Total Part H Cat: III Flats | [10 empty] | 0
PART - I
UG Tank
U.G Tank for Main Building
S.No. | Description of item | Quantity |  | Rate | Unit |  | Amount
1 | Excavation in foundation of buildings bridges & other structure in/c: dagbelling dressing refilling around structure with excavated earth watering and ramming lead upto one chain and lift upto 5' (b) in ordinary soil. (S.I.No.4/18-b) | 5512.5 | Cft | 3176.25 | %0Cft |  | 17509.0781
2 | Cutting Hard Rock such as granite ballast hard lime stone or sand stone etc with chisels and hammers for small foundation. (S.I.No.19/P-5). | 9922.5 | Cft | 28672.05 | %0Cft |  | 284498.4161
3 | Cement concrete brick or stone ballast 1-1/2" to 2" gauge ratio 1:4:8 (S.I.No.14/4-b) | 1914 | Cft | 9416.28 | %Cft |  | 180227.5992
4 | Fabrication of M.S reinforcement for cement concrete including cutting, bending, laying in position making joints and fastening including cost of binding wire (also includes removal of rust from bars (a) using of tor hars. (S.i.No.17/8-b) | 659.7474 | Cwt | 5001.7 | P.Cwt |  | 3299872
5 | R.C.C work including all labour and materials except the cost of steel reinforcement and its labour for bending and binding which will be paid separately. This Rate also include all kinds of forms: lifting shuttering curing rendering and finishing the exposed surface (i/c screening & washing of shingle). R.C. work in roof, slab, beams cols, rafts, lintels and other structural all respect ratio 1:2:4 (90-lbs) cement 2-cft sand 4-cft shingle 1/8" to 1/4" gauge (S.I.No.16/6-a-i) | 6016.85 | Cft | 337 | P.Cft |  | 2027678.45
6 | Water Stopper to provide water sealing to tanks (6" to 9")(S.I.No.2/P-56(P-H). | 225 | Cft | 86 | P.Rft |  | 19350
7 | Damp proof course with cement sand ratio (1:2) mixed with dampo (S.I.. No. 69/ P-107) | 3338.395 | Cft | 2401.58 | %Sft |  | 80174.2266
U.G Tanks for Residential Block
S.No. | Description of item | Quantity |  | Rate | Unit |  | Amount
8 | Excavation in foundation of building bridges and other structures including dabbling dressing refilling around structure with refilling around structure with excavated earth watering and ramming lead upto 5 ft. (b) In ordinary Soil. (S.I.No.18-b/P-4) | 4067.8443 | Cft | 3176.25 | %0Cft |  | 12920.4905
9 | Cutting Hard Rock such as granite ballast hard lime stone or sand stone etc with chisels and hammers for small foundation. (S.I.No.19/P-5) | 2816.1999 | Cft | 28672.05 | %0Cft |  | 80746.2243
10 | Cement concrete brick or stone ballast 1-5” to 2” gauge, (d) Ratio 1:4:8 (S.I # 4(d)/c-4) | 241.3144 | Cft | 9416.28 | %Cft |  | 22722.8443
11 | Fabrication of M.S reinforcement for cement concrete including cutting, bending, laying in position making joints and fastening including cost of binding wire (also includes removal of rust from bars (a) using of tor hars. (S.i.No.17/8-b) | 294.5217 | Cwt | 5001.7 | P.Cwt |  | 1473101
12 | R.C.C work including all labour and material except the cost of steel reinforcement and its labour of bending and binding which will be paid separately, this rate also includes all kinds of forms mould: lifting shuttering curring rendering and finishing the exposed surface (including screening and washing of shingle). Ratio (1:2:4) 90 Lbs cement 2 Cft sand 4 Cft, shingle 1/8” to ¼” guage. (S.I.No.6-a/P.17) | 1080 | Cft | 337 | P.Cft | = | 363960
13 | Damp proof course with cement sand ratio (1:2) mixed with dampo (S.I.. No. 69/ P-107) 3/4" thick. | 944 | Cft | 2401.58 | %Sft | = | 22671
14 | Vertical damp proof course of ¾" thick cement plaster 1:2 with bitumen at (20 lbs per %Sft) (S.I.. No. 70/ P-107) | 597 | Cft | 2760.99 | %Sft | = | 16483
| Total | [5 empty] | 7901914
| ____% Above / Below on Item No. 4 & 11. | [6 empty] | + | 477297.3 | 4772973
| ____% Above / Below on Item No. 6. | [6 empty] | + | 967.5 | 19350
Total Part I, U G.Tank.
0
PART - J
COMPOUND WALL
S.No. | Description of item | Quantity |  | Rate | Unit |  | Amount
1 | Excavation in foundation of buildings bridges & other structure in/c: dagbelling dressing refilling around structure with excavated earth watering and ramming lead upto one chain and lift upto 5' (b) in ordinary soil. (S.I.No.4/18-b) | 8053.2 | Cwt | 3176.25 | %0Cft |  | 25578.9765
2 | Cement concrete brick or stone ballast 1-1/2" to 2" gauge ratio 1:4:8 (S.I.No.14/4-b). | 4843.95 | Cft | 9416.28 | %Cft | = | 456119.8951
4 | Fabrication of M.S reinforcement for cement concrete including cutting, bending, laying in position making joints and fastening including cost of binding wire (also includes removal of rust from bars (a) using of tor hars. (S.i.No.17/8-b) | 95.9069 | Cft | 5001.7 | P.Cwt | = | 479713
5 | R.C.C work including all labour and materials except the cost of steel reinforcement and its labour for bending and binding which will be paid separately. This Rate also include all kinds of forms: lifting shuttering curing rendering and finishing the exposed surface (i/c screening & washing of shingle). R.C. work in roof, slab, beams cols, rafts, lintels and other structural all respect ratio 1:2:4 (90-lbs) cement 2-cft sand 4-cft shingle 1/8" to 1/4" gauge (S.I.No.16/6-a-i) | 1525.09 | Rft | 337 | P.Cft |  | 513955.33
6 | Erection and removal of centering for RCC or plain cement concrete works of deodar wood (2nd class for partal wood vertical. (S.I.No.17/19-b-ii) | 3952 | Sft | 3127.41 | %Sft |  | 117980.4477
7 | Cement concrete plain including placing compacting finishing and curing complete (including screening and washing of stone aggregate without shuttering ratio (h) 1:3:6. (S.I.No.15/5-h) | 3572 | Sft | 12595 | %Cft |  | 449893 | Estimate Correction
8 | Providing and laying 1:3:6 cement concrete solid block masonry set in 1:6 cement mortar in ground floor superstructure in/c: raking out joints and curing etc complete. (S.I.No.19/24). | 2735 | Sft | 15771.01 | %Cft |  | 431337
9 | Cement Plaster (1:4) upto 12' height 3/4" thick. (S.I.No.51/11-C) . | 6080 | Sft | 3015.76 | %Sft |  | 183358.208
10 | Distempering in three coats.(S.I.No.54/24). | 36290.4 | Rft | 1079.65 | %Sft |  | 391809.3036
11 | Making and fixing steel grated door with 1/16" thick sheeting including angle iron frame 2"x2"x3/8" and 3/4" square bars 4" centre to centre with locking arrangement. (S.I.No.91/24) | 128 | Sft | 726.72 | P.Sft |  | 93020.16
| Total | [5 empty] | 3142765.3208
______% Above / Below on Item No. 4 & 11.
Total Part-J Compound Wall.
GENERAL ABSTRACT
PART "A" MAIN BUILDING.
PART "B" GARRAGE.
PART "C" GENERATOR ROOM.
PART "D" KESE SUB-STATION.
PART "E" KITCHEN BLOCK.
PART "F" CAT: V FLATS.
PART "G" CAT: IV FLATS.
PART "H" CAT: IIIRD FLATS.
PART "I" UNDER GROUND TANK.
PART "J" COMPOUND WALL.
|  | GRAND TOTAL | [9 empty] | 0
CONDITIONS ON NEXT PAGE
0
CONDITIONS.
1/- | Any typographical errors in the Schedule "B" are subject to correction
with the reference in the Schedule of Rates.
2/- | Arbirtation Clause stands deleted from the Agreement.
3/- | 100% will graded crushed Bajri shall be used in Items of RCC 1:2:4.
4/- | Cement concrete blocks shall be machine made.
5/- | Water shall be arranged by the contractor at site of work with out any
extra payment.
6/- | No premium shall be paid on Non schedule items
7/- | No cartage of any item of material either supplied by the department of
arrange by the contractor shall be paid
8/- | Contractor has to bring all samples of materials and hand over to the Engineer
Incharge free of cost.
9/- | All RCC /CC cast in situ shall be mechanically vibrated.
CONTRACTOR. |  | ASSISTANT ENGINEER. BUILDINGS GADAP TOWN KARACHI. |  |  | EXECUTIVE ENGINEER. BUILDINGS-II (W&S) DEPARTMENT KARACHI.

## Mesurment Sheet (hidden)
NAME OF WORK |  | Establishment of Cardiac Emergency Centre in Baldia Town, Karachi ( Remaining Balance Work of Main Building in/c Compound Wall, Category-V, Category-IV, Category-III Flats & UG-Tanks)
S# | Description of Items |  |  |  | Rate |  |  | Unit |  |  |  | Quantity
( PART - A)
MAIN BUILDING
1 | Providing and fixing in position doors windows and ventilators of 1st class deodar wood frames and 1-3/4" thick commercial ply veneer shutter of 1st class deodar skeletion (Hollow) and commercial ply wood (3-ply) on both side in/c: holdfast, hinges, iron tower bolts handles and cleats with cross and one mort ice lock and hook (S.I.no.58/9)(without chokhats)
Ground Floor
| DD-1 | 2 | x | 14 | x | 2.37 | x | 7 |  |  |  |  | = | 464.52
|  | 14 | x | 4.75 | x | 0.92 | [6 empty] | = | 61.18
| D-1 | 19 | x | 3.25 | x | 7 | [6 empty] | = | 432.25
|  | 19 | x | 3.25 | x | 0.92 | [6 empty] | = | 56.81
| D-2 | 6 | x | 3.25 | x | 7 | [6 empty] | = | 136.5
|  | 6 | x | 3.25 | x | 0.92 | [6 empty] | = | 17.94
| D-3 | 21 | x | 2.25 | x | 7 | [6 empty] | = | 330.75
| Guard Room Door | 1 | x | 3 | x | 7 | [6 empty] | = | 21
First Floor
| DD-1 | 2 | x | 14 | x | 2.37 | x | 7 |  |  |  |  | = | 464.52
|  | 14 | x | 4.75 | x | 0.92 | [6 empty] | = | 61.18
| D-1 | 13 | x | 3.25 | x | 7 | [6 empty] | = | 295.75
|  | 13 | x | 3.25 | x | 0.92 | [6 empty] | = | 38.87
| D-2 | 12 | x | 3.25 | x | 7 | [6 empty] | = | 273
|  | 12 | x | 3.25 | x | 0.92 | [6 empty] | = | 35.88
| D-3 | 14 | x | 2.25 | x | 7 | [6 empty] | = | 220.5
Second Floor
| DD-1 | 2 | x | 14 | x | 2.37 | x | 7 |  |  |  |  | = | 464.52
|  | 14 | x | 4.75 | x | 0.92 | [6 empty] | = | 61.18
| D-1 | 19 | x | 3.25 | x | 7 | [6 empty] | = | 432.25
|  | 19 | x | 3.25 | x | 0.92 | [6 empty] | = | 56.81
| D-2 | 6 | x | 3.25 | x | 7 | [6 empty] | = | 136.5
|  | 6 | x | 3.25 | x | 0.92 | [6 empty] | = | 17.94
| D-3 | 21 | x | 2.25 | x | 7 | [6 empty] | = | 330.75
[12 empty] | Sft | = | 4410.6
2 | Primary coat of chalk under distemper. (S.I.No.61/25)
GROUND FLOOR
| Physician-1 | 1 | x | 13.5 | x | 7.42 | [6 empty] | = | 100
| Dr. Room | 5 | x | 7 | x | 7.75 | [6 empty] | = | 271
| Passage-1 | 1 | x | 40.5 | x | 6.5 | [6 empty] | = | 263
| Physician-2 | 1 | x | 13.5 | x | 7.42 | [6 empty] | = | 100
| Waiting Passage | 1 | x | 34.92 | x | 7.83 | [6 empty] | = | 273
| Ladies OPD Waiting | 1 | x | 35.92 | x | 23.75 | [6 empty] | = | 853
| Gents OPD Waiting | 1 | x | 34.17 | x | 23.87 | [6 empty] | = | 816
| Female ECG Front Pasge | 1 | x | 42 | x | 15.25 | [6 empty] | = | 641
| """ Side Pasg | 1 | x | 18.5 | x | 8 | [6 empty] | = | 148
| Female ECG | 1 | x | 16.92 | x | 9.5 | [6 empty] | = | 161
| Echo | 1 | x | 16.92 | x | 10 | [6 empty] | = | 169
| ETT | 1 | x | 16.92 | x | 10 | [6 empty] | = | 169
| Male ECG | 1 | x | 10.5 | x | 9.83 | [6 empty] | = | 103
| Ultra Sound | 1 | x | 10.5 | x | 9.83 | [6 empty] | = | 103
| Radiologest | 1 | x | 10.5 | x | 9.83 | [6 empty] | = | 103
| Gents X-Ray | 1 | x | 16.92 | x | 13.92 | [6 empty] | = | 236
| Ladies X-Ray | 1 | x | 16.92 | x | 13.92 | [6 empty] | = | 236
| Passage | 1 | x | 24.83 | x | 5 | [6 empty] | = | 124
| """ | 1 | x | 23.33 | x | 14 | [6 empty] | = | 327
| Pasg Front of L/ | 1 | x | 25 | x | 5 | [6 empty] | = | 125
| Sample Collection Waiting | 1 | x | 20 | x | 18.17 | [6 empty] | = | 363
| Pathalogical Lab | 1 | x | 31.42 | x | 19.5 | [6 empty] | = | 613
| Pathalogist | 1 | x | 12.67 | x | 9.83 | [6 empty] | = | 125
| Senior Dr.-1 | 1 | x | 11.5 | x | 7.25 | [6 empty] | = | 83
| """ -2 | 1 | x | 11.5 | x | 7.25 | [6 empty] | = | 83
| Medical Store | 1 | x | 15 | x | 7.83 | [6 empty] | = | 117
| Passage | 1 | x | 41 | x | 7.83 | [6 empty] | = | 321
| Sample Collection Frt/Pasg | 1 | x | 76 | x | 7.83 | [6 empty] | = | 595
| Lobby | 1 | x | 33 | x | 41.5 | [6 empty] | = | 1370
|  | 1 | x | 41.5 | x | 28 | [6 empty] | = | 1162
| Emergency Lobby | 1 | x | 20 | x | 23 | [6 empty] | = | 460
| """ Ward | 1 | x | 40.5 | x | 36.67 | [6 empty] | = | 1485
| """ Ent Lobby-2 Pasg | 1 | x | 35.17 | x | 5.92 | [6 empty] | = | 208
| """ Ent Lobby-2 | 1 | x | 16.75 | x | 10.83 | [6 empty] | = | 181
| Locker Room | 1 | x | 12 | x | 14.58 | [6 empty] | = | 175
| """ Passage | 1 | x | 10.5 | x | 4 | [6 empty] | = | 42
| Paramedical Staff | 1 | x | 11 | x | 10 | [6 empty] | = | 110
| Dr. Rest Area | 1 | x | 16.25 | x | 10.5 | [6 empty] | = | 171
Beam
| Emergency Ward | 1 | x | 41 | x | 1.5 | [6 empty] | = | 62
| """ | 1 | x | 37.42 | x | 1.5 | [6 empty] | = | 56
| Stair Case | 1 | x | 13.5 | x | 2.5 | [6 empty] | = | 34
| Corridor | 1 | x | 9 | x | 2.5 | [6 empty] | = | 23
| Patio | 2 | x | 26.25 | x | 2.5 | [6 empty] | = | 131
| Corridor | 1 | x | 9.08 | x | 2.5 | [6 empty] | = | 23
| Dr. Room | 2 | x | 14.42 | x | 2.5 | [6 empty] | = | 72
| Corridor | 2 | x | 14 | x | 2.5 | [6 empty] | = | 70
| """ | 2 | x | 5.75 | x | 2.5 | [6 empty] | = | 29
| """ | 3 | x | 7.92 | x | 2.5 | [6 empty] | = | 59
| Pharmacy Store | 1 | x | 15.25 | x | 2.5 | [6 empty] | = | 38
| """ | 1 | x | 21.33 | x | 2.5 | [6 empty] | = | 53
Stair Case
| Landing Wall | 1 | x | 2 | x | 12 | x | 5.5 |  |  |  |  | = | 132
| """ | 2 | x | 2 | x | 7.5 | x | 5.5 |  |  |  |  | = | 165
| 1st Flight | 3 | x | 12 | x( | 11 | + | 8 | + | 5.5 | ) |  | = | 294
3
| """ | 3 | x | 12 | x( | 5.5 | + | 2.5 | + | 0.5 | ) |  | = | 102
3
| 2nd Fligth | 4 | x | 12 | x( | 5.5 | + | 2.5 | + | 0.5 | ) |  | = | 136
3
| Waste | 3 | x | 5 | x | 11 | [6 empty] | = | 165
Ramp
| Long Wall | 3 | x | 59.33 | x( | 11 | + | 10 | + | 8 | + | 6 | )= | 1557.4125
4
| Landing Wall | 3 | x | 21 | x | 6 | [6 empty] | = | 378
| Long Wall | 3 | x | 59.33 | x( | 6 | + | 4 | + | 2 | + | 0.5 | )= | 556.2188
4
| Column | 1 | x | 3 | x | 4 | x | 2 |  |  |  |  | = | 24
| """ | 1 | x | 3 | x | 4 | x | 4 |  |  |  |  | = | 48
| """ | 1 | x | 3 | x | 4 | x | 6 |  |  |  |  | = | 72
| Column offset | 1 | x | 3 | x | 2 | x | 0.33 | x | 6 |  |  | = | 11.88
| Centre Beam | 2 | x | 3 | x | 58 | x | 3.67 |  |  |  |  | = | 1277.16
|  | 2 | x | 3 | x | 58 | x | 5.33 |  |  |  |  | = | 1854.84
|  | 1 | x | 3 | x | 21 | x | 5.33 |  |  |  |  | = | 335.79
FIRST FLOOR
| Monitoring Room | 1 | x | 16 | x | 8 | [6 empty] | = | 128
| Store | 1 | x | 7.5 | x | 8 | [6 empty] | = | 60
| Corridor | 1 | x | 49 | x | 8 | [6 empty] | = | 392
| Anesthesia-1 | 1 | x | 17.5 | x | 12 | [6 empty] | = | 210
| """" Dressing | 1 | x | 6 | x | 5.75 | [6 empty] | = | 34.5
| Anesthesia-2 | 1 | x | 24 | x | 16 | [6 empty] | = | 384
| Anesthesia-3 | 1 | x | 12 | x | 9.5 | [6 empty] | = | 114
| Technical Room | 1 | x | 12 | x | 9.5 | [6 empty] | = | 114
| Cath Lab | 1 | x | 24 | x | 27.5 | [6 empty] | = | 660
| UPS Room | 1 | x | 11.75 | x | 12 | [6 empty] | = | 141
| Scrub Room | 1 | x | 11.75 | x | 12 | [6 empty] | = | 141
| Nursing Room | 1 | x | 18 | x | 10 | [6 empty] | = | 180
| Dr. Room | 1 | x | 18 | x | 10 | [6 empty] | = | 180
| Medical Room | 1 | x | 12 | x | 6 | [6 empty] | = | 72
| Linen Store | 1 | x | 12 | x | 6 | [6 empty] | = | 72
| Corridor | 1 | x | 49.75 | x | 8.5 | [6 empty] | = | 422.875
| Corridor | 1 | x | 26 | x | 8.75 | [6 empty] | = | 227.5
| Equipment | 1 | x | 17 | x | 12 | [6 empty] | = | 204
| Store | 1 | x | 17 | x | 12 | [6 empty] | = | 204
| Corridor | 1 | x | 26 | x | 6.5 | [6 empty] | = | 169
| Recovery | 1 | x | 16 | x | 25 | [6 empty] | = | 400
| """ Corridor | 1 | x | 34 | x | 8 | [6 empty] | = | 272
| """ Corridor | 1 | x | 75 | x | 8.5 | [6 empty] | = | 637.5
| CCU | 1 | x | 60 | x | 40 | [6 empty] | = | 2400
| Waiting Area | 1 | x | 14 | x | 30 | [6 empty] | = | 420
| """ | 1 | x | 25 | x | 12.5 | [6 empty] | = | 312.5
| """ | 1 | x | 20.5 | x | 8 | [6 empty] | = | 164
| """ | 1 | x | 4 | x | 4.5 | [6 empty] | = | 18
| Near Ramp | 1 | x | 25 | x | 20.5 | [6 empty] | = | 512.5
| Open Terrace | 1 | x | 24.5 | x | 20.5 | [6 empty] | = | 502.25
| Nursing Rest | 1 | x | 17 | x | 15 | [6 empty] | = | 255
| Store | 1 | x | 7 | x | 9.5 | [6 empty] | = | 66.5
| Linen Store | 1 | x | 7 | x | 16 | [6 empty] | = | 112
| Dr. Room | 1 | x | 12 | x | 15 | [6 empty] | = | 180
| Peads Ward Lobby | 1 | x | 7 | x | 15 | [6 empty] | = | 105
| Linen Store | 1 | x | 7.5 | x | 12 | [6 empty] | = | 90
| Stair & Lift lobby | 1 | x | 11 | x | 10.83 | [6 empty] | = | 119.13
| Back Stair Lobby | 1 | x | 15 | x | 30.5 | [6 empty] | = | 457.5
| """ Corridor | 1 | x | 33 | x | 8.5 | [6 empty] | = | 280.5
| Counseling | 1 | x | 12 | x | 18 | [6 empty] | = | 216
Beam
| Peed Ward | 1 | x | 41.83 | x | 1.5 | [6 empty] | = | 63
| """ | 1 | x | 30.5 | x | 1.5 | [6 empty] | = | 46
| Lobby | 2 | x | 6.83 | x | 2 | [6 empty] | = | 27
| Corridor | 1 | x | 8 | x | 2 | [6 empty] | = | 16
| Nursing Staff rest Room | 1 | x | 14.75 | x | 2.5 | [6 empty] | = | 37
| Corridor | 1 | x | 26.42 | x | 2.5 | [6 empty] | = | 66
| """ | 1 | x | 7.67 | x | 2.5 | [6 empty] | = | 19
| Waiting Area | 1 | x | 13.25 | x | 1.5 | [6 empty] | = | 20
| Lobby | 1 | x | 14 | x | 2.5 | [6 empty] | = | 35
| Stairs | 1 | x | 22.08 | x | 2.5 | [6 empty] | = | 55
| Lobby | 1 | x | 8.83 | x | 2.5 | [6 empty] | = | 22
| CCU | 2 | x | 40.17 | x | 1.5 | [6 empty] | = | 121
| Corridor | 2 | x | 7 | x | 2.5 | [6 empty] | = | 35
| """ | 1 | x | 8.83 | x | 2.5 | [6 empty] | = | 22
| VIOD(Look Down) | 2 | x | 26.5 | x | 2.5 | [6 empty] | = | 133
| Corridor | 2 | x | 25.25 | x | 2.5 | [6 empty] | = | 126
| "" | 2 | x | 8 | x | 2.5 | [6 empty] | = | 40
SECOND FLOOR
| Nursing Incharge | 1 | x | 17.5 | x | 11.75 | [6 empty] | = | 206
| Corridor-1 | 1 | x | 49 | x | 8 | [6 empty] | = | 392
| R.M.D | 1 | x | 17.5 | x | 11.75 | [6 empty] | = | 206
| A.M.S Room | 1 | x | 17.5 | x | 11.75 | [6 empty] | = | 206
| Conference Room | 1 | x | 24 | x | 24 | [6 empty] | = | 576
| Conference Room Column Offset | 2 | x | 2 | x | 1.08 | x | 3 |  |  |  |  | = | 13
| D.M.S Room | 1 | x | 17.5 | x | 11.75 | [6 empty] | = | 206
| M.S Room | 1 | x | 17.5 | x | 11.75 | [6 empty] | = | 206
| Corridor-1 | 1 | x | 42.5 | x | 8 | [6 empty] | = | 340
| Pantray | 1 | x | 11 | x | 7.25 | [6 empty] | = | 80
| Corridor-2 | 1 | x | 11 | x | 4 | [6 empty] | = | 44
| Female Ward | 1 | x | 62 | x | 33.5 | [6 empty] | = | 2077
| Dr. Room | 1 | x | 12 | x | 12 | [6 empty] | = | 144
| Store | 1 | x | 12 | x | 6 | [6 empty] | = | 72
| Nursing | 1 | x | 12.5 | x | 14.5 | [6 empty] | = | 181
| Corridor-3 | 1 | x | 25 | x | 8 | [6 empty] | = | 200
| Male Ward | 1 | x | 59.17 | x | 40.5 | [6 empty] | = | 2396
| Dr. Room | 1 | x | 10 | x | 14 | [6 empty] | = | 140
| Store | 1 | x | 10 | x | 6 | [6 empty] | = | 60
| Nursing | 1 | x | 10 | x | 19.5 | [6 empty] | = | 195
| Corridor-5 | 1 | x | 28.5 | x | 8.5 | [6 empty] | = | 242
| Stair Back | 1 | x | 12.5 | x | 15.5 | [6 empty] | = | 194
| General Store | 1 | x | 16.5 | x | 28 | [6 empty] | = | 462
| Pantry | 1 | x | 7 | x | 8 | [6 empty] | = | 56
| Dining Area | 1 | x | 7 | x | 19.5 | [6 empty] | = | 137
| Store Keeper Room | 1 | x | 20 | x | 12 | [6 empty] | = | 240
| Medicine Store | 1 | x | 37 | x | 40.5 | [6 empty] | = | 1499
| Medicine Lobby | 1 | x | 20 | x | 8.5 | [6 empty] | = | 170
| """ Lobby | 1 | x | 22.5 | x | 11 | [6 empty] | = | 248
| Staff Room | 1 | x | 18 | x | 29.5 | [6 empty] | = | 531
| Account Officer | 1 | x | 12 | x | 12 | [6 empty] | = | 144
| Corridor | 1 | x | 25.08 | x | 9.5 | [6 empty] | = | 238
Beams
| Emergency Ward | 1 | x | 40.25 | x | 10.83 | [6 empty] | = | 436
| """ | 1 | x | 36.5 | x | 14.58 | [6 empty] | = | 532
| Lobby | 2 | x | 9 | x | 4 | [6 empty] | = | 72
| Stair Case | 1 | x | 22.08 | x | 10.5 | [6 empty] | = | 232
| Lobby | 1 | x | 12.83 | x | 10 | [6 empty] | = | 128
| Corridor | 5 | x | 7.75 | x | 10.5 | [6 empty] | = | 407
| Female Ward | 2 | x | 33.08 | x | 1.5 | [6 empty] | = | 99
| """ | 1 | x | 74.5 | x | 1.5 | [6 empty] | = | 112
| Male Ward | 1 | x | 27.83 | x | 1.5 | [6 empty] | = | 42
| """ | 2 | x | 49.92 | x | 1.5 | [6 empty] | = | 150
| Corridor | 1 | x | 5.92 | x | 2.5 | [6 empty] | = | 15
[8 empty] | Total Sft (A) |  |  |  |  | = | 47583.5563
WALLS
Ground Floor
Emergency
| Long Wall |  |  | 1 | x | 36.5 | x | 8.75 |  |  |  |  | = | 319.375
| Long Wall |  |  | 1 | x | 22 | x | 8.75 |  |  |  |  | = | 192.5
| Short Wall |  |  | 2 | x | 36 | x | 8.75 |  |  |  |  | = | 630
Dirty Linen
| Long Wall |  |  | 1 | x | 7.33 | x | 8.75 |  |  |  |  | = | 64.1375
| Short Wall |  |  | 2 | x | 4 | x | 8.75 |  |  |  |  | = | 70
Linen Store + Medical Store
| Long Wall |  |  | 1 | x | 17 | x | 8.75 |  |  |  |  | = | 148.75
| Short Wall |  |  | 2 | x | 5 | x | 8.75 |  |  |  |  | = | 87.5
| """ |  |  | 1 | x | 3.92 | x | 8.75 |  |  |  |  | = | 34.3
Emergency Ent Lobby
| Long Wall |  |  | 1 | x | 20 | x | 8.75 |  |  |  |  | = | 175
| Short Wall |  |  | 1 | x | 11 | x | 8.75 |  |  |  |  | = | 96.25
Waiting Area
| Long Wall |  |  | 2 | x | 31.75 | x | 8.75 |  |  |  |  | = | 555.625
| Short Wall |  |  | 2 | x | 18.5 | x | 8.75 |  |  |  |  | = | 323.75
| """ |  |  | 1 | x | 6 | x | 8.75 |  |  |  |  | = | 52.5
Emergency Ent Lobby
| Long Wall |  |  | 1 | x | 14.92 | x | 8.75 |  |  |  |  | = | 130.55
| Short Wall |  |  | 1 | x | 8.33 | x | 8.75 |  |  |  |  | = | 72.8875
| """ |  |  | 1 | x | 9.92 | x | 8.75 |  |  |  |  | = | 86.8
Toilet Zone
| Long Wall |  |  | 1 | x | 16 | x | 8.75 |  |  |  |  | = | 140
| """ |  |  | 1 | x | 16 | x | 11.25 |  |  |  |  | = | 180
| Short Wall |  |  | 3 | x | 6 | x | 11.25 |  |  |  |  | = | 202.5
| """ |  |  | 1 | x | 3.5 | x | 8.75 |  |  |  |  | = | 30.625
Dr. Rest Area
| Long Wall |  |  | 1 | x | 16.5 | x | 8.75 |  |  |  |  | = | 144.375
| """ |  |  | 1 | x | 14.92 | x | 8.75 |  |  |  |  | = | 130.55
| Short Wall |  |  | 2 | x | 8.92 | x | 8.75 |  |  |  |  | = | 156.1
Paramedical Staff Rest Area
| Long Wall |  |  | 1 | x | 12.67 | x | 8.75 |  |  |  |  | = | 110.8625
| Short Wall |  |  | 1 | x | 10 | x | 8.75 |  |  |  |  | = | 87.5
Locker Room
| Long Wall |  |  | 1 | x | 15 | x | 8.75 |  |  |  |  | = | 131.25
| """ |  |  | 1 | x | 12.84 | x | 8.75 |  |  |  |  | = | 112.35
| Short Wall |  |  | 1 | x | 11 | x | 7.5 |  |  |  |  | = | 82.5
| Stair Case L/Wall |  |  | 1 | x | 15.75 | x | 8.75 |  |  |  |  | = | 137.8125
Corridor Wall
| Long Wall |  |  | 1 | x | 41 | x | 8.75 |  |  |  |  | = | 358.75
| """ |  |  | 1 | x | 38.84 | x | 8.75 |  |  |  |  | = | 339.85
| Short Wall |  |  | 1 | x | 6.92 | x | 8.75 |  |  |  |  | = | 60.55
Medical Store
| Long Wall |  |  | 1 | x | 15 | x | 8.75 |  |  |  |  | = | 131.25
| Short Wall |  |  | 1 | x | 14.42 | x | 8.75 |  |  |  |  | = | 126.175
| Pharmacy Store |  |  | 1 | x | 15.5 | x | 8.75 |  |  |  |  | = | 135.625
Senior Dr.
| Long Wall |  |  | 1 | x | 12.67 | x | 8.75 |  |  |  |  | = | 110.8625
| Short Wall |  |  | 2 | x | 7.5 | x | 8.75 |  |  |  |  | = | 131.25
Pathological Lab
| Long Wall |  |  | 2 | x | 30 | x | 8.75 |  |  |  |  | = | 525
| Short Wall |  |  | 1 | x | 20 | x | 8.75 |  |  |  |  | = | 175
| """ |  |  | 1 | x | 18.25 | x | 8.75 |  |  |  |  | = | 159.6875
| Lab Store L/Wall |  |  | 2 | x | 5 | x | 8.75 |  |  |  |  | = | 87.5
Pathologist
| Long Wall |  |  | 1 | x | 13 | x | 8.75 |  |  |  |  | = | 113.75
| Short Wall |  |  | 1 | x | 10 | x | 8.75 |  |  |  |  | = | 87.5
Bathrooms
| Long Wall |  |  | 2 | x | 9.5 | x | 8.75 |  |  |  |  | = | 166.25
| Short Wall |  |  | 1 | x | 8.5 | x | 8.75 |  |  |  |  | = | 74.375
|  |  |  | 1 | x | 5.5 | x | 8.75 |  |  |  |  | = | 48.125
Sample Collection Waiting
| Long Wall |  |  | 1 | x | 20 | x | 8.75 |  |  |  |  | = | 175
| Short Wall |  |  | 1 | x | 18.5 | x | 8.75 |  |  |  |  | = | 161.875
| """ |  |  | 1 | x | 16.75 | x | 8.75 |  |  |  |  | = | 146.5625
Gents G/Lev
| Long Wall |  |  | 2 | x | 20 | x | 8.75 |  |  |  |  | = | 350
|  |  |  | 1 | x | 18.42 | x | 8.75 |  |  |  |  | = | 161.175
| Short Wall |  |  | 2 | x | 10.92 | x | 8.75 |  |  |  |  | = | 191.1
| Short Wall |  |  | 4 | x | 5.5 | x | 8.75 |  |  |  |  | = | 192.5
Ladies G/Lev
| Long Wall |  |  | 2 | x | 21 | x | 8.75 |  |  |  |  | = | 367.5
| """ |  |  | 1 | x | 18.42 | x | 8.75 |  |  |  |  | = | 161.175
| Short Wall |  |  | 1 | x | 10.92 | x | 8.75 |  |  |  |  | = | 95.55
| Short Wall |  |  | 1 | x | 5.5 | x | 8.75 |  |  |  |  | = | 48.125
| Corridor Wall |  |  | 1 | x | 8 | x | 8.75 |  |  |  |  | = | 70
Gents + Ladies X-Ray
| Long Wall |  |  | 2 | x | 25.92 | x | 8.75 |  |  |  |  | = | 453.6
| Short Wall |  |  | 1 | x | 18.34 | x | 8.75 |  |  |  |  | = | 160.475
|  |  |  | 1 | x | 17 | x | 8.75 |  |  |  |  | = | 148.75
|  |  |  | 1 | x | 14.84 | x | 8.75 |  |  |  |  | = | 129.85
| Bath Long Wall |  |  | 1 | x | 14.42 | x | 8.75 |  |  |  |  | = | 126.175
|  |  |  | 1 | x | 5 | x | 11.25 |  |  |  |  | = | 56.25
|  |  |  | 1 | x | 4 | x | 11.25 |  |  |  |  | = | 45
|  |  |  | 2 | x | 3.75 | x | 8.75 |  |  |  |  | = | 65.625
|  |  |  | 1 | x | 5.5 | x | 8.75 |  |  |  |  | = | 48.125
|  |  |  | 1 | x | 7.17 | x | 8.75 |  |  |  |  | = | 62.7375
Male ECG + Ultrasound + Radiologist
| Long Wall |  |  | 1 | x | 32.68 | x | 11.25 |  |  |  |  | = | 367.65
| Short Wall |  |  | 1 | x | 30.93 | x | 8.75 |  |  |  |  | = | 270.6375
| """ |  |  | 4 | x | 10.5 | x | 11.25 |  |  |  |  | = | 472.5
Female ECG + ECHO + E.T.T
| Long Wall |  |  | 1 | x | 17.34 | x | 8.75 |  |  |  |  | = | 151.725
|  |  |  | 2 | x | 16 | x | 8.75 |  |  |  |  | = | 280
|  |  |  | 1 | x | 14.92 | x | 8.75 |  |  |  |  | = | 130.55
| Short Wall |  |  | 2 | x | 11.34 | x | 8.75 |  |  |  |  | = | 198.45
|  |  |  | 2 | x | 8.92 | x | 8.75 |  |  |  |  | = | 156.1
|  |  |  | 2 | x | 8.25 | x | 8.75 |  |  |  |  | = | 144.375
Passage
| Long Wall |  |  | 1 | x | 30.5 | x | 8.75 |  |  |  |  | = | 266.875
Corridor + Ent Lobby
| Long Wall |  |  | 1 | x | 48.34 | x | 8.75 |  |  |  |  | = | 422.975
| Short Wall |  |  | 1 | x | 39.58 | x | 8.75 |  |  |  |  | = | 346.325
Gents + Ladies O.P.D Waiting
| Long Wall |  |  | 4 | x | 31.17 | x | 8.75 |  |  |  |  | = | 1090.95
| Short Wall |  |  | 2 | x | 24 | x | 8.75 |  |  |  |  | = | 420
| Corridor |  |  | 1 | x | 8 | x | 8.75 |  |  |  |  | = | 70
Physician
| Long Wall |  |  | 2 | x | 14 | x | 11.25 |  |  |  |  | = | 315
| Short Wall |  |  | 2 | x | 12.92 | x | 8.75 |  |  |  |  | = | 226.1
| """ |  |  | 2 | x | 6.67 | x | 8.75 |  |  |  |  | = | 116.725
Dr. Room
| Long Wall |  |  | 1 | x | 41.5 | x | 8.75 |  |  |  |  | = | 363.125
| Short Wall |  |  | 2 | x | 7.5 | x | 8.75 |  |  |  |  | = | 131.25
| """ |  |  | 2 | x | 6.42 | x | 8.75 |  |  |  |  | = | 112.35
Main Gate
| Grid (2)(D-E)(F-G) |  |  | 2 | x | 3 | x | 7 |  |  |  |  | = | 42
| "" (1,3)(E-F) |  |  | 2 | x | 7.83 | x | 8.5 |  |  |  |  | = | 133.11
| "" (E,F)(1-3) |  |  | 2 | x | 6.5 | x | 8.5 |  |  |  |  | = | 110.5
Partition Wall of Guard Room
| Grid (E,F)(1-3) |  |  | 2 | x | 12 | x | 1 |  |  |  |  | = | 24
| "" (1,3)(E-F) |  |  | 2 | x | 8.5 | x | 1 |  |  |  |  | = | 17
First Floor
| Monitoring Room | 1 | x | 2 | x( | 16 | + | 18 | )x | 11 |  |  | = | 748
| Store | 1 | x | 7.5 | x | 11 | [6 empty] | = | 83
| """ Wall | 1 | x | 2 | x( | 7.5 | + | 8 | )x | 11 |  |  | = | 341
| Corridor | 1 | x | 2 | x( | 49 | + | 8 | )x | 11 |  |  | = | 1254
| Anesthesia-1 | 1 | x | 2 | x( | 17.5 | + | 12 | )x | 11 |  |  | = | 649
| """" Dressing | 1 | x | 2 | x( | 6 | + | 5.75 | )x | 11 |  |  | = | 259
| Anesthesia-2 | 1 | x | 2 | x( | 24 | + | 16 | )x | 11 |  |  | = | 880
| Anesthesia-3 | 1 | x | 2 | x( | 12 | + | 9.5 | )x | 11 |  |  | = | 473
| Technical Room | 1 | x | 2 | x( | 12 | + | 9.5 | )x | 11 |  |  | = | 473
| Cath Lab | 1 | x | 2 | x( | 24 | + | 27.5 | )x | 11 |  |  | = | 1133
| UPS Room | 1 | x | 2 | x( | 11.75 | + | 12 | )x | 11 |  |  | = | 523
| Scrub Room | 1 | x | 2 | x( | 11.75 | + | 12 | )x | 11 |  |  | = | 523
| Nursing Room | 1 | x | 2 | x( | 18 | + | 10 | )x | 11 |  |  | = | 616
| Dr. Room | 1 | x | 2 | x( | 18 | + | 10 | )x | 11 |  |  | = | 616
| Medical Room | 1 | x | 2 | x( | 12 | + | 6 | )x | 11 |  |  | = | 396
| Linen Store | 1 | x | 2 | x( | 12 | + | 6 | )x | 11 |  |  | = | 396
| Corridor | 1 | x | 2 | x( | 49.75 | + | 8.5 | )x | 11 |  |  | = | 1282
| Corridor | 1 | x | 2 | x( | 26 | + | 8.75 | )x | 11 |  |  | = | 765
| Equipment | 1 | x | 2 | x( | 17 | + | 12 | )x | 11 |  |  | = | 638
| Store | 1 | x | 2 | x( | 17 | + | 12 | )x | 11 |  |  | = | 638
| Corridor | 1 | x | 2 | x( | 26 | + | 6.5 | )x | 11 |  |  | = | 715
| Recovery | 1 | x | 2 | x( | 16 | + | 25 | )x | 11 |  |  | = | 902
| """ Corridor | 1 | x | 2 | x( | 34 | + | 8 | )x | 11 |  |  | = | 924
| """ Corridor | 1 | x | 2 | x( | 75 | + | 8.5 | )x | 11 |  |  | = | 1837
| CCU | 1 | x | 2 | x( | 60 | + | 40 | )x | 11 |  |  | = | 2200
| Waiting Area | 1 | x( | 14 | + | 30 | + | 14 |  | 14 | )x | 4.5 | = | 324
| """ | 1 | x( | 20.5 | + | 8 | + | 20.5 | )x | 4.5 |  |  | = | 221
| Near Ramp | 1 | x | 2 | x( | 25 | + | 20.5 | )x | 4.5 |  |  | = | 410
| Open Terrace | 1 | x | 2 | x( | 24.5 | + | 20.5 | )x | 4.5 |  |  | = | 405
| Nursing Rest | 1 | x | 2 | x( | 17 | + | 15 | )x | 4.5 |  |  | = | 288
| Store | 1 | x | 2 | x( | 7 | + | 9.5 | )x | 4.5 |  |  | = | 149
| Linen Store | 1 | x | 2 | x( | 7 | + | 16 | )x | 11 |  |  | = | 506
| Dr. Room | 1 | x | 2 | x( | 12 | + | 15 | )x | 4.5 |  |  | = | 243
| Peads Ward Lobby | 1 | x | 2 | x( | 7.5 | + | 15 | )x | 6 |  |  | = | 270
| Linen Store | 1 | x | 2 | x( | 7.5 | + | 12 | )x | 11 |  |  | = | 429
| Stair & Lift lobby | 1 | x | 2 | x( | 11 | + | 10.83 | )x | 6 |  |  | = | 262
| Back Stair Lobby | 1 | x | 2 | x( | 15 | + | 30.5 | )x | 6 |  |  | = | 546
| """ Corridor | 1 | x | 2 | x( | 33 | + | 8.5 | )x | 4.5 |  |  | = | 374
| Counseling | 1 | x | 2 | x( | 12 | + | 18 | )x | 6 |  |  | = | 360
Column Offset (Wall/Dado)
| Monitoring Room | 2 | x | 2 | x | 1.08 | x | 11 |  |  |  |  | = | 48
| Anesthesia-1 | 1 | x | 2 | x | 1.08 | x | 11 |  |  |  |  | = | 24
| Anesthesia-2 | 2 | x | 2 | x | 1.08 | x | 11 |  |  |  |  | = | 48
| """-3 | 2 | x | 1 | x | 1.75 | x | 11 |  |  |  |  | = | 39
| Cath Lab | 2 | x | 2 | x | 1.08 | x | 11 |  |  |  |  | = | 48
| """ | 2 | x | 1 | x | 1.75 | x | 11 |  |  |  |  | = | 39
| UPS Room | 1 | x | 2 | x | 1.08 | x | 11 |  |  |  |  | = | 24
| Scrub Room | 1 | x | 2 | x | 1.08 | x | 11 |  |  |  |  | = | 24
| Technical Room | 1 | x | 2 | x | 1.08 | x | 11 |  |  |  |  | = | 24
| Pantary | 1 | x | 2 | x | 1.08 | x | 11 |  |  |  |  | = | 24
| Nursing | 1 | x | 2 | x | 1.08 | x | 11 |  |  |  |  | = | 24
| """ Dressing | 1 | x | 2 | x | 1.08 | x | 11 |  |  |  |  | = | 24
| Corridor | 1 | x | 2 | x | 1.08 | x | 4.5 |  |  |  |  | = | 10
| """ | 1 | x | 1 | x | 1.08 | x | 4.5 |  |  |  |  | = | 5
| Store Room | 1 | x | 2 | x | 0.67 | x | 4.5 |  |  |  |  | = | 6
| Recovery Room | 1 | x | 2 | x | 1.08 | x | 4.5 |  |  |  |  | = | 10
| C.C.U | 5 | x | 2 | x | 1.33 | x | 4.5 |  |  |  |  | = | 60
| """ | 2 | x( | 2 | + | 2 | )x | 2 | x | 11 |  |  | = | 176
Second Floor
| Nursing Incharge | 1 | x | 2 | x( | 17.5 | + | 11.75 | )x | 8.75 |  |  | = | 511.875
| "" Bath L/Wall |  |  | 1 | x | 6 | x | 11.25 |  |  |  |  | = | 67.5
| """" S/Wall |  |  | 1 | x | 5 | x | 11.25 |  |  |  |  | = | 56.25
| A.M.S Room |  |  | 2 | x | 11.75 | x | 8.75 |  |  |  |  | = | 205.625
| "" Bath L/Wall |  |  | 1 | x | 6 | x | 11.25 |  |  |  |  | = | 67.5
| """ S/Wall |  |  | 1 | x | 5 | x | 11.25 |  |  |  |  | = | 56.25
| D.M.S Room | 1 | x | 2 | x( | 17.5 | + | 11.75 | )x | 8.75 |  |  | = | 511.875
| "" Bath L/Wall |  |  | 1 | x | 6 | x | 11.25 |  |  |  |  | = | 67.5
| """ S/Wall |  |  | 1 | x | 5 | x | 11.25 |  |  |  |  | = | 56.25
| M.S Room | 1 | x( | 11.75 | + | 17.5 | + | 11.75 | )x | 8.75 |  |  | = | 358.75
| "" Bath L/Wall |  |  | 1 | x | 6 | x | 11.25 |  |  |  |  | = | 67.5
| """ S/Wall |  |  | 1 | x | 5 | x | 11.25 |  |  |  |  | = | 56.25
| R.M.O Room | 1 | x | 2 | x( | 17.5 | + | 11.75 | )x | 8.75 |  |  | = | 3598.4375
| "" Bath L/Wall |  |  | 1 | x | 6 | x | 11.25 |  |  |  |  | = | 67.5
| """ S/Wall |  |  | 1 | x | 5 | x | 11.25 |  |  |  |  | = | 56.25
| Confrence Room |  |  | 3 | x | 24 | x | 8.75 |  |  |  |  | = | 630
| Pontry Room | 1 | x | 2 | x( | 11 | + | 7.25 | )x | 8.75 |  |  | = | 319.375
| "" Bath L/Wall |  |  | 1 | x | 12.67 | x | 8.75 |  |  |  |  | = | 110.8625
| """ |  |  | 1 | x | 12.67 | x | 11.25 |  |  |  |  | = | 142.5375
| """ S/Wall |  |  | 2 | x | 11.75 | x | 8.75 |  |  |  |  | = | 205.625
| """ |  |  | 1 | x | 4 | x | 11.25 |  |  |  |  | = | 45
| Female Ward | 1 | x | 2 | x( | 62 | + | 33.5 | )x | 8.75 |  |  | = | 1671.25
| "" Store Room |  |  | 2 | x | 12 | x | 11.25 |  |  |  |  | = | 270
| """ |  |  | 1 | x | 7.33 | x | 11.25 |  |  |  |  | = | 82.4625
| Dr. Room |  |  | 1 | x | 12 | x | 11.25 |  |  |  |  | = | 135
| Toilet Zone L/Wall |  |  | 2 | x | 12.67 | x | 11.25 |  |  |  |  | = | 285.075
| """ S/Wall |  |  | 1 | x | 11.5 | x | 11.25 |  |  |  |  | = | 129.375
| """ |  |  | 2 | x | 6 | x | 9.25 |  |  |  |  | = | 111
| Male Ward | 1 | x | 2 | x( | 59.17 | + | 40.5 | )x | 8.75 |  |  | = | 1744.225
| Nursing Counter |  |  | 1 | x | 19.5 | x | 11.25 |  |  |  |  | = | 219.375
| """ |  |  | 1 | x | 10 | x | 11.25 |  |  |  |  | = | 112.5
| Store Room L/W |  |  | 2 | x | 10 | x | 11.25 |  |  |  |  | = | 225
| """ S/Wall |  |  | 1 | x | 6 | x | 8.75 |  |  |  |  | = | 52.5
| Dr. Room L/Wall |  |  | 2 | x | 14 | x | 11.25 |  |  |  |  | = | 315
| """ S/Wall |  |  | 1 | x | 10 | x | 11.25 |  |  |  |  | = | 112.5
| Toilet Zone L/Wall |  |  | 1 | x | 11.5 | x | 9.75 |  |  |  |  | = | 112.125
| """ |  |  | 1 | x | 11.5 | x | 9.75 |  |  |  |  | = | 112.125
| """ S/Wall |  |  | 2 | x | 5.5 | x | 9.75 |  |  |  |  | = | 107.25
| """ |  |  | 3 | x | 6 | x | 9.75 |  |  |  |  | = | 175.5
| """ |  |  | 6 | x | 3.5 | x | 9.75 |  |  |  |  | = | 204.75
| Pantry L/Wall |  |  | 1 | x | 8.67 | x | 8.75 |  |  |  |  | = | 75.8625
| """ S/Wall |  |  | 2 | x | 7 | x | 8.75 |  |  |  |  | = | 122.5
| Dining Room L/Wall |  |  | 1 | x | 20.17 | x | 8.75 |  |  |  |  | = | 176.4875
| """ S/Wall |  |  | 1 | x | 7 | x | 8.75 |  |  |  |  | = | 61.25
| Store Keeper/R L/Wall |  |  | 2 | x | 20 | x | 8.75 |  |  |  |  | = | 350
| Medicine Store L/Wall |  |  | 1 | x | 40.5 | x | 8.75 |  |  |  |  | = | 354.375
| """ S/Wall |  |  | 1 | x | 19.17 | x | 9.75 |  |  |  |  | = | 186.9075
| """ |  |  | 2 | x | 37 | x | 8.75 |  |  |  |  | = | 647.5
| Staff Room L/Wall |  |  | 2 | x | 29.5 | x | 9.75 |  |  |  |  | = | 575.25
| """ S/Wall |  |  | 1 | x | 18 | x | 9.75 |  |  |  |  | = | 175.5
| Account Office L/Wall |  |  | 2 | x | 12 | x | 9.75 |  |  |  |  | = | 234
| """ S/Wall |  |  | 1 | x | 12 | x | 9.75 |  |  |  |  | = | 117
| Toilet L/Wall |  |  | 2 | x | 5.75 | x | 8.75 |  |  |  |  | = | 100.625
| """ S/Wall |  |  | 3 | x | 5.5 | x | 8.75 |  |  |  |  | = | 144.375
| Corridor Wall |  |  | 1 | x | 9.5 | x | 9.75 |  |  |  |  | = | 92.625
| """ |  |  | 1 | x | 8 | x | 9.75 |  |  |  |  | = | 78
| Stair Wall |  |  | 1 | x | 15 | x | 8.75 |  |  |  |  | = | 131.25
| Front Ramp |  |  | 1 | x | 20.5 | x | 8.75 |  |  |  |  | = | 179.375
| """ |  |  | 2 | x | 17.25 | x | 8.75 |  |  |  |  | = | 301.875
[12 empty] | Sft (i) | = | 59563.755
Deduction
Ground Floor
| DD-1 |  |  | 14 | x | 5 | x | 8.5 |  |  |  |  | = | 595
| D-1 |  |  | 19 | x | 3.5 | x | 8.5 |  |  |  |  | = | 565.25
| D-2 |  |  | 6 | x | 3 | x | 8.5 |  |  |  |  | = | 153
|  |  |  | 1 | x | 3 | x | 1.5 |  |  |  |  | = | 4.5
| D-3 |  |  | 7 | x | 2.5 | x | 7 |  |  |  |  | = | 122.5
|  |  |  | 20 | x | 2.5 | x | 1.5 |  |  |  |  | = | 75
| Opening |  |  | 1 | x | 6 | x | 8.5 |  |  |  |  | = | 51
| """ |  |  | 1 | x | 3.5 | x | 8.5 |  |  |  |  | = | 29.75
| W-1 |  |  | 55 | x | 6 | x | 5.5 |  |  |  |  | = | 1815
| W-2 |  |  | 2 | x | 2.5 | x | 5.5 |  |  |  |  | = | 27.5
| V-1 |  |  | 11 | x | 6 | x | 2 |  |  |  |  | = | 132
Main Gate (Guard Room)
| Door |  |  | 1 | x | 3 | x | 8 |  |  |  |  | = | 24
| Window |  |  | 1 | x | 5 | x | 5 |  |  |  |  | = | 25
First Floor
| DD-1 |  |  | 11 | x | 5 | x | 8.5 |  |  |  |  | = | 467.5
| D-1 |  |  | 13 | x | 3.5 | x | 8.5 |  |  |  |  | = | 386.75
| D-2 |  |  | 5 | x | 3 | x | 8.5 |  |  |  |  | = | 127.5
|  |  |  | 1 | x | 3 | x | 1.5 |  |  |  |  | = | 4.5
| D-3 |  |  | 6 | x | 2.5 | x | 7 |  |  |  |  | = | 105
|  |  |  | 19 | x | 2.5 | x | 1.5 |  |  |  |  | = | 71.25
| W-1 |  |  | 55 | x | 6 | x | 5.5 |  |  |  |  | = | 1815
| W-2 |  |  | 2 | x | 2.5 | x | 5.5 |  |  |  |  | = | 27.5
| V-1 |  |  | 11 | x | 6 | x | 2 |  |  |  |  | = | 132
Second Floor
| Door D-2 | 14 | x | 3 | x | 0.67 | x | 8.5 |  |  |  |  | = | 239.19
| D-3 | 22 | x | 2.5 | x | 0.67 | x | 7 |  |  |  |  | = | 257.95
| DD-1 | 10 | x | 5 | x | 0.67 | x | 8.5 |  |  |  |  | = | 284.75
| Window W-1 | 59 | x | 6 | x | 0.67 | x | 5.5 |  |  |  |  | = | 1304.49
| W-2 | 2 | x | 3 | x | 0.67 | x | 5.5 |  |  |  |  | = | 22.11
| Ventilator V-1 | 3 | x | 6 | x | 0.67 | x | 2 |  |  |  |  | = | 24.12
| V-2 | 7 | x | 2 | x | 0.67 | x | 2 |  |  |  |  | = | 18.76
[12 empty] | Sft (ii) | = | 8907.87
| i (-) ii |  |  | 59563.755 |  |  | (-) | 8907.87 |  |  |  | SFT (B) | = | 50655.885
| Net Quantity (A+B) |  | 47583.5563 |  |  | (+) |  | 50655.885 |  |  | Total |  | = | 98239.4413
3 | Preparing the surface and painting with plastic emulsion paint of approved make I/c rubbing the surface with sand paper, filling the voids with chalk and plaster of Paris and then painting complete (S.I No. 40A-B) 2 coats).
GROUND FLOOR
| Physician-1 | 1 | x | 13.5 | x | 7.42 | [6 empty] | = | 100
| Dr. Room | 5 | x | 7 | x | 7.75 | [6 empty] | = | 271
| Passage-1 | 1 | x | 40.5 | x | 6.5 | [6 empty] | = | 263
| Physician-2 | 1 | x | 13.5 | x | 7.42 | [6 empty] | = | 100
| Waiting Passage | 1 | x | 34.92 | x | 7.83 | [6 empty] | = | 273
| Ladies OPD Waiting | 1 | x | 35.92 | x | 23.75 | [6 empty] | = | 853
| Gents OPD Waiting | 1 | x | 34.17 | x | 23.87 | [6 empty] | = | 816
| Female ECG Front Pasge | 1 | x | 42 | x | 15.25 | [6 empty] | = | 641
| """ Side Pasg | 1 | x | 18.5 | x | 8 | [6 empty] | = | 148
| Female ECG | 1 | x | 16.92 | x | 9.5 | [6 empty] | = | 161
| Echo | 1 | x | 16.92 | x | 10 | [6 empty] | = | 169
| ETT | 1 | x | 16.92 | x | 10 | [6 empty] | = | 169
| Male ECG | 1 | x | 10.5 | x | 9.83 | [6 empty] | = | 103
| Ultra Sound | 1 | x | 10.5 | x | 9.83 | [6 empty] | = | 103
| Radiologest | 1 | x | 10.5 | x | 9.83 | [6 empty] | = | 103
| Gents X-Ray | 1 | x | 16.92 | x | 13.92 | [6 empty] | = | 236
| Ladies X-Ray | 1 | x | 16.92 | x | 13.92 | [6 empty] | = | 236
| Passage | 1 | x | 24.83 | x | 5 | [6 empty] | = | 124
| """ | 1 | x | 23.33 | x | 14 | [6 empty] | = | 327
| Pasg Front of L/ | 1 | x | 25 | x | 5 | [6 empty] | = | 125
| Sample Collection Waiting | 1 | x | 20 | x | 18.17 | [6 empty] | = | 363
| Pathalogical Lab | 1 | x | 31.42 | x | 19.5 | [6 empty] | = | 613
| Pathalogist | 1 | x | 12.67 | x | 9.83 | [6 empty] | = | 125
| Senior Dr.-1 | 1 | x | 11.5 | x | 7.25 | [6 empty] | = | 83
| """ -2 | 1 | x | 11.5 | x | 7.25 | [6 empty] | = | 83
| Medical Store | 1 | x | 15 | x | 7.83 | [6 empty] | = | 117
| Passage | 1 | x | 41 | x | 7.83 | [6 empty] | = | 321
| Sample Collection Frt/Pasg | 1 | x | 76 | x | 7.83 | [6 empty] | = | 595
| Lobby | 1 | x | 33 | x | 41.5 | [6 empty] | = | 1370
|  | 1 | x | 41.5 | x | 28 | [6 empty] | = | 1162
| Emergency Lobby | 1 | x | 20 | x | 23 | [6 empty] | = | 460
| """ Ward | 1 | x | 40.5 | x | 36.67 | [6 empty] | = | 1485
| """ Ent Lobby-2 Pasg | 1 | x | 35.17 | x | 5.92 | [6 empty] | = | 208
| """ Ent Lobby-2 | 1 | x | 16.75 | x | 10.83 | [6 empty] | = | 181
| Locker Room | 1 | x | 12 | x | 14.58 | [6 empty] | = | 175
| """ Passage | 1 | x | 10.5 | x | 4 | [6 empty] | = | 42
| Paramedical Staff | 1 | x | 11 | x | 10 | [6 empty] | = | 110
| Dr. Rest Area | 1 | x | 16.25 | x | 10.5 | [6 empty] | = | 171
Beam
| Emergency Ward | 1 | x | 41 | x | 1.5 | [6 empty] | = | 62
| """ | 1 | x | 37.42 | x | 1.5 | [6 empty] | = | 56
| Stair Case | 1 | x | 13.5 | x | 2.5 | [6 empty] | = | 34
| Corridor | 1 | x | 9 | x | 2.5 | [6 empty] | = | 23
| Patio | 2 | x | 26.25 | x | 2.5 | [6 empty] | = | 131
| Corridor | 1 | x | 9.08 | x | 2.5 | [6 empty] | = | 23
| Dr. Room | 2 | x | 14.42 | x | 2.5 | [6 empty] | = | 72
| Corridor | 2 | x | 14 | x | 2.5 | [6 empty] | = | 70
| """ | 2 | x | 5.75 | x | 2.5 | [6 empty] | = | 29
| """ | 3 | x | 7.92 | x | 2.5 | [6 empty] | = | 59
| Pharmacy Store | 1 | x | 15.25 | x | 2.5 | [6 empty] | = | 38
| """ | 1 | x | 21.33 | x | 2.5 | [6 empty] | = | 53
| Column | 1 | x | 3 | x | 4 | x | 2 |  |  |  |  | = | 24
| """ | 1 | x | 3 | x | 4 | x | 4 |  |  |  |  | = | 48
| """ | 1 | x | 3 | x | 4 | x | 6 |  |  |  |  | = | 72
| Column offset | 1 | x | 3 | x | 2 | x | 0.33 | x | 6 |  |  | = | 11.88
| Centre Beam | 2 | x | 3 | x | 58 | x | 3.67 |  |  |  |  | = | 1277.16
|  | 2 | x | 3 | x | 58 | x | 5.33 |  |  |  |  | = | 1854.84
|  | 1 | x | 3 | x | 21 | x | 5.33 |  |  |  |  | = | 335.79
FIRST FLOOR
| Monitoring Room | 1 | x | 16 | x | 8 | [6 empty] | = | 128
| Store | 1 | x | 7.5 | x | 8 | [6 empty] | = | 60
| Corridor | 1 | x | 49 | x | 8 | [6 empty] | = | 392
| Anesthesia-1 | 1 | x | 17.5 | x | 12 | [6 empty] | = | 210
| """" Dressing | 1 | x | 6 | x | 5.75 | [6 empty] | = | 34.5
| Anesthesia-2 | 1 | x | 24 | x | 16 | [6 empty] | = | 384
| Anesthesia-3 | 1 | x | 12 | x | 9.5 | [6 empty] | = | 114
| Technical Room | 1 | x | 12 | x | 9.5 | [6 empty] | = | 114
| Cath Lab | 1 | x | 24 | x | 27.5 | [6 empty] | = | 660
| UPS Room | 1 | x | 11.75 | x | 12 | [6 empty] | = | 141
| Scrub Room | 1 | x | 11.75 | x | 12 | [6 empty] | = | 141
| Nursing Room | 1 | x | 18 | x | 10 | [6 empty] | = | 180
| Dr. Room | 1 | x | 18 | x | 10 | [6 empty] | = | 180
| Medical Room | 1 | x | 12 | x | 6 | [6 empty] | = | 72
| Linen Store | 1 | x | 12 | x | 6 | [6 empty] | = | 72
| Corridor | 1 | x | 49.75 | x | 8.5 | [6 empty] | = | 422.875
| Corridor | 1 | x | 26 | x | 8.75 | [6 empty] | = | 227.5
| Equipment | 1 | x | 17 | x | 12 | [6 empty] | = | 204
| Store | 1 | x | 17 | x | 12 | [6 empty] | = | 204
| Corridor | 1 | x | 26 | x | 6.5 | [6 empty] | = | 169
| Recovery | 1 | x | 16 | x | 25 | [6 empty] | = | 400
| """ Corridor | 1 | x | 34 | x | 8 | [6 empty] | = | 272
| """ Corridor | 1 | x | 75 | x | 8.5 | [6 empty] | = | 637.5
| CCU | 1 | x | 60 | x | 40 | [6 empty] | = | 2400
| Waiting Area | 1 | x | 14 | x | 30 | [6 empty] | = | 420
| """ | 1 | x | 25 | x | 12.5 | [6 empty] | = | 312.5
| """ | 1 | x | 20.5 | x | 8 | [6 empty] | = | 164
| """ | 1 | x | 4 | x | 4.5 | [6 empty] | = | 18
| Near Ramp | 1 | x | 25 | x | 20.5 | [6 empty] | = | 512.5
| Open Terrace | 1 | x | 24.5 | x | 20.5 | [6 empty] | = | 502.25
| Nursing Rest | 1 | x | 17 | x | 15 | [6 empty] | = | 255
| Store | 1 | x | 7 | x | 9.5 | [6 empty] | = | 66.5
| Linen Store | 1 | x | 7 | x | 16 | [6 empty] | = | 112
| Dr. Room | 1 | x | 12 | x | 15 | [6 empty] | = | 180
| Peads Ward Lobby | 1 | x | 7 | x | 15 | [6 empty] | = | 105
| Linen Store | 1 | x | 7.5 | x | 12 | [6 empty] | = | 90
| Stair & Lift lobby | 1 | x | 11 | x | 10.83 | [6 empty] | = | 119.13
| Back Stair Lobby | 1 | x | 15 | x | 30.5 | [6 empty] | = | 457.5
| """ Corridor | 1 | x | 33 | x | 8.5 | [6 empty] | = | 280.5
| Counseling | 1 | x | 12 | x | 18 | [6 empty] | = | 216
Beam
| Peed Ward | 1 | x | 41.83 | x | 1.5 | [6 empty] | = | 63
| """ | 1 | x | 30.5 | x | 1.5 | [6 empty] | = | 46
| Lobby | 2 | x | 6.83 | x | 2 | [6 empty] | = | 27
| Corridor | 1 | x | 8 | x | 2 | [6 empty] | = | 16
| Nursing Staff rest Room | 1 | x | 14.75 | x | 2.5 | [6 empty] | = | 37
| Corridor | 1 | x | 26.42 | x | 2.5 | [6 empty] | = | 66
| """ | 1 | x | 7.67 | x | 2.5 | [6 empty] | = | 19
| Waiting Area | 1 | x | 13.25 | x | 1.5 | [6 empty] | = | 20
| Lobby | 1 | x | 14 | x | 2.5 | [6 empty] | = | 35
| Stairs | 1 | x | 22.08 | x | 2.5 | [6 empty] | = | 55
| Lobby | 1 | x | 8.83 | x | 2.5 | [6 empty] | = | 22
| CCU | 2 | x | 40.17 | x | 1.5 | [6 empty] | = | 121
| CCU | 1 | x | 60 | x | 1.5 | [6 empty] | = | 90
| Corridor | 2 | x | 7 | x | 2.5 | [6 empty] | = | 35
| """ | 4 | x | 8 | x | 2.5 | [6 empty] | = | 80
| """ | 1 | x | 8.83 | x | 2.5 | [6 empty] | = | 22
| VIOD(Look Down) | 2 | x | 26.5 | x | 2.5 | [6 empty] | = | 133
| Corridor | 2 | x | 25.25 | x | 2.5 | [6 empty] | = | 126
| "" | 2 | x | 8 | x | 2.5 | [6 empty] | = | 40
SECOND FLOOR
| Nursing Incharge | 1 | x | 17.5 | x | 11.75 | [6 empty] | = | 206
| Corridor-1 | 1 | x | 49 | x | 8 | [6 empty] | = | 392
| R.M.D | 1 | x | 17.5 | x | 11.75 | [6 empty] | = | 206
| A.M.S Room | 1 | x | 17.5 | x | 11.75 | [6 empty] | = | 206
| Conference Room | 1 | x | 24 | x | 24 | [6 empty] | = | 576
| Conference Room Column Offset | 2 | x | 2 | x | 1.08 | x | 3 |  |  |  |  | = | 13
| D.M.S Room | 1 | x | 17.5 | x | 11.75 | [6 empty] | = | 206
| M.S Room | 1 | x | 17.5 | x | 11.75 | [6 empty] | = | 206
| Corridor-1 | 1 | x | 42.5 | x | 8 | [6 empty] | = | 340
| Pantray | 1 | x | 11 | x | 7.25 | [6 empty] | = | 80
| Corridor-2 | 1 | x | 11 | x | 4 | [6 empty] | = | 44
| Female Ward | 1 | x | 62 | x | 33.5 | [6 empty] | = | 2077
| Dr. Room | 1 | x | 12 | x | 12 | [6 empty] | = | 144
| Store | 1 | x | 12 | x | 6 | [6 empty] | = | 72
| Nursing | 1 | x | 12.5 | x | 14.5 | [6 empty] | = | 181
| Corridor-3 | 1 | x | 25 | x | 8 | [6 empty] | = | 200
| Corridor-4 | 1 | x | 119 | x | 8 | [6 empty] | = | 952
| Male Ward | 1 | x | 59.17 | x | 40.5 | [6 empty] | = | 2396
| Dr. Room | 1 | x | 10 | x | 14 | [6 empty] | = | 140
| Store | 1 | x | 10 | x | 6 | [6 empty] | = | 60
| Nursing | 1 | x | 10 | x | 19.5 | [6 empty] | = | 195
| Corridor-5 | 1 | x | 28.5 | x | 8.5 | [6 empty] | = | 242
| """ | 1 | x | 24.5 | x | 8 | [6 empty] | = | 196
| Stair Back | 1 | x | 12.5 | x | 15.5 | [6 empty] | = | 194
| General Store | 1 | x | 16.5 | x | 28 | [6 empty] | = | 462
| Pantry | 1 | x | 7 | x | 8 | [6 empty] | = | 56
| Dining Area | 1 | x | 7 | x | 19.5 | [6 empty] | = | 137
| Store Keeper Room | 1 | x | 20 | x | 12 | [6 empty] | = | 240
| Medicine Store | 1 | x | 37 | x | 40.5 | [6 empty] | = | 1499
| Medicine Lobby | 1 | x | 20 | x | 8.5 | [6 empty] | = | 170
| """ Lobby | 1 | x | 22.5 | x | 11 | [6 empty] | = | 248
| Staff Room | 1 | x | 18 | x | 29.5 | [6 empty] | = | 531
| Account Officer | 1 | x | 12 | x | 12 | [6 empty] | = | 144
| Corridor | 1 | x | 25.08 | x | 9.5 | [6 empty] | = | 238
Beams
| Emergency Ward | 1 | x | 40.25 | x | 10.83 | [6 empty] | = | 436
| """ | 1 | x | 36.5 | x | 14.58 | [6 empty] | = | 532
| Lobby | 2 | x | 9 | x | 4 | [6 empty] | = | 72
| Stair Case | 1 | x | 22.08 | x | 10.5 | [6 empty] | = | 232
| Lobby | 1 | x | 12.83 | x | 10 | [6 empty] | = | 128
| Corridor | 5 | x | 7.75 | x | 10.5 | [6 empty] | = | 407
| Female Ward | 2 | x | 33.08 | x | 1.5 | [6 empty] | = | 99
| """ | 1 | x | 74.5 | x | 1.5 | [6 empty] | = | 112
| Male Ward | 1 | x | 27.83 | x | 1.5 | [6 empty] | = | 42
| """ | 2 | x | 49.92 | x | 1.5 | [6 empty] | = | 150
| Corridor | 1 | x | 5.92 | x | 2.5 | [6 empty] | = | 15
[8 empty] | Total Sft |  |  |  |  | = | 45415.925
4 | Preparing the surface and painting with plastic emulsion paint of approved make I/c rubbing the surface with sand paper, filling the voids with chalk and plaster of Paris and then painting complete (S.I No. 40A-B) (2 coats).
Ground Floor
Emergency
| Long Wall |  |  | 1 | x | 36.5 | x | 8.75 |  |  |  |  | = | 319.375
| Long Wall |  |  | 1 | x | 22 | x | 8.75 |  |  |  |  | = | 192.5
| Short Wall |  |  | 2 | x | 36 | x | 8.75 |  |  |  |  | = | 630
Dirty Linen
| Long Wall |  |  | 1 | x | 7.33 | x | 8.75 |  |  |  |  | = | 64.1375
| Short Wall |  |  | 2 | x | 4 | x | 8.75 |  |  |  |  | = | 70
Linen Store + Medical Store
| Long Wall |  |  | 1 | x | 17 | x | 8.75 |  |  |  |  | = | 148.75
| Short Wall |  |  | 2 | x | 5 | x | 8.75 |  |  |  |  | = | 87.5
| """ |  |  | 1 | x | 3.92 | x | 8.75 |  |  |  |  | = | 34.3
Emergency Ent Lobby
| Long Wall |  |  | 1 | x | 20 | x | 8.75 |  |  |  |  | = | 175
| Short Wall |  |  | 1 | x | 11 | x | 8.75 |  |  |  |  | = | 96.25
Waiting Area
| Long Wall |  |  | 2 | x | 31.75 | x | 8.75 |  |  |  |  | = | 555.625
| Short Wall |  |  | 2 | x | 18.5 | x | 8.75 |  |  |  |  | = | 323.75
| G/Lev Long Wall |  |  | 1 | x | 9.5 | x | 8.75 |  |  |  |  | = | 83.125
| Short Wall |  |  | 1 | x | 6.5 | x | 8.75 |  |  |  |  | = | 56.875
| """ |  |  | 1 | x | 6 | x | 8.75 |  |  |  |  | = | 52.5
Emergency Ent Lobby
| Long Wall |  |  | 1 | x | 14.92 | x | 8.75 |  |  |  |  | = | 130.55
| Short Wall |  |  | 1 | x | 8.33 | x | 8.75 |  |  |  |  | = | 72.8875
| """ |  |  | 1 | x | 9.92 | x | 8.75 |  |  |  |  | = | 86.8
Toilet Zone
| Long Wall |  |  | 1 | x | 16 | x | 8.75 |  |  |  |  | = | 140
| """ |  |  | 1 | x | 16 | x | 11.25 |  |  |  |  | = | 180
| Short Wall |  |  | 3 | x | 6 | x | 11.25 |  |  |  |  | = | 202.5
| """ |  |  | 1 | x | 3.5 | x | 8.75 |  |  |  |  | = | 30.625
Dr. Rest Area
| Long Wall |  |  | 1 | x | 16.5 | x | 8.75 |  |  |  |  | = | 144.375
| """ |  |  | 1 | x | 14.92 | x | 8.75 |  |  |  |  | = | 130.55
| Short Wall |  |  | 2 | x | 8.92 | x | 8.75 |  |  |  |  | = | 156.1
Paramedical Staff Rest Area
| Long Wall |  |  | 1 | x | 12.67 | x | 8.75 |  |  |  |  | = | 110.8625
| Short Wall |  |  | 1 | x | 10 | x | 8.75 |  |  |  |  | = | 87.5
Locker Room
| Long Wall |  |  | 1 | x | 15 | x | 8.75 |  |  |  |  | = | 131.25
| """ |  |  | 1 | x | 12.84 | x | 8.75 |  |  |  |  | = | 112.35
| Short Wall |  |  | 1 | x | 11 | x | 7.5 |  |  |  |  | = | 82.5
Corridor Wall
| Long Wall |  |  | 1 | x | 41 | x | 8.75 |  |  |  |  | = | 358.75
| """ |  |  | 1 | x | 38.84 | x | 8.75 |  |  |  |  | = | 339.85
| Short Wall |  |  | 1 | x | 6.92 | x | 8.75 |  |  |  |  | = | 60.55
Medical Store
| Long Wall |  |  | 1 | x | 15 | x | 8.75 |  |  |  |  | = | 131.25
| Short Wall |  |  | 1 | x | 14.42 | x | 8.75 |  |  |  |  | = | 126.175
| Pharmacy Store |  |  | 1 | x | 15.5 | x | 8.75 |  |  |  |  | = | 135.625
Senior Dr.
| Long Wall |  |  | 1 | x | 12.67 | x | 8.75 |  |  |  |  | = | 110.8625
| Short Wall |  |  | 2 | x | 7.5 | x | 8.75 |  |  |  |  | = | 131.25
Pathological Lab
| Long Wall |  |  | 2 | x | 30 | x | 8.75 |  |  |  |  | = | 525
| Short Wall |  |  | 1 | x | 20 | x | 8.75 |  |  |  |  | = | 175
| """ |  |  | 1 | x | 18.25 | x | 8.75 |  |  |  |  | = | 159.6875
| Lab Store L/Wall |  |  | 2 | x | 5 | x | 8.75 |  |  |  |  | = | 87.5
Pathologist
| Long Wall |  |  | 1 | x | 13 | x | 8.75 |  |  |  |  | = | 113.75
| Short Wall |  |  | 1 | x | 10 | x | 8.75 |  |  |  |  | = | 87.5
Bathrooms
| Long Wall |  |  | 2 | x | 9.5 | x | 8.75 |  |  |  |  | = | 166.25
| Short Wall |  |  | 1 | x | 8.5 | x | 8.75 |  |  |  |  | = | 74.375
|  |  |  | 1 | x | 5.5 | x | 8.75 |  |  |  |  | = | 48.125
Sample Collection Waiting
| Long Wall |  |  | 1 | x | 20 | x | 8.75 |  |  |  |  | = | 175
| Short Wall |  |  | 1 | x | 18.5 | x | 8.75 |  |  |  |  | = | 161.875
| """ |  |  | 1 | x | 16.75 | x | 8.75 |  |  |  |  | = | 146.5625
Gents G/Lev
| Long Wall |  |  | 2 | x | 20 | x | 8.75 |  |  |  |  | = | 350
|  |  |  | 1 | x | 18.42 | x | 8.75 |  |  |  |  | = | 161.175
| Short Wall |  |  | 2 | x | 10.92 | x | 8.75 |  |  |  |  | = | 191.1
| Short Wall |  |  | 4 | x | 5.5 | x | 8.75 |  |  |  |  | = | 192.5
Ladies G/Lev
| Long Wall |  |  | 2 | x | 21 | x | 8.75 |  |  |  |  | = | 367.5
| """ |  |  | 1 | x | 18.42 | x | 8.75 |  |  |  |  | = | 161.175
| Short Wall |  |  | 1 | x | 10.92 | x | 8.75 |  |  |  |  | = | 95.55
| Short Wall |  |  | 1 | x | 5.5 | x | 8.75 |  |  |  |  | = | 48.125
| Corridor Wall |  |  | 1 | x | 8 | x | 8.75 |  |  |  |  | = | 70
Gents + Ladies X-Ray
| Long Wall |  |  | 2 | x | 25.92 | x | 8.75 |  |  |  |  | = | 453.6
| Short Wall |  |  | 1 | x | 18.34 | x | 8.75 |  |  |  |  | = | 160.475
|  |  |  | 1 | x | 17 | x | 8.75 |  |  |  |  | = | 148.75
|  |  |  | 1 | x | 14.84 | x | 8.75 |  |  |  |  | = | 129.85
| Bath Long Wall |  |  | 1 | x | 14.42 | x | 8.75 |  |  |  |  | = | 126.175
|  |  |  | 1 | x | 5 | x | 11.25 |  |  |  |  | = | 56.25
|  |  |  | 1 | x | 4 | x | 11.25 |  |  |  |  | = | 45
|  |  |  | 2 | x | 3.75 | x | 8.75 |  |  |  |  | = | 65.625
|  |  |  | 1 | x | 5.5 | x | 8.75 |  |  |  |  | = | 48.125
|  |  |  | 1 | x | 7.17 | x | 8.75 |  |  |  |  | = | 62.7375
Male ECG + Ultrasound + Radiologist
| Long Wall |  |  | 1 | x | 32.68 | x | 11.25 |  |  |  |  | = | 367.65
| Short Wall |  |  | 1 | x | 30.93 | x | 8.75 |  |  |  |  | = | 270.6375
| """ |  |  | 4 | x | 10.5 | x | 11.25 |  |  |  |  | = | 472.5
Female ECG + ECHO + E.T.T
| Long Wall |  |  | 1 | x | 17.34 | x | 8.75 |  |  |  |  | = | 151.725
|  |  |  | 2 | x | 16 | x | 8.75 |  |  |  |  | = | 280
| Short Wall |  |  | 2 | x | 11.34 | x | 8.75 |  |  |  |  | = | 198.45
|  |  |  | 2 | x | 8.92 | x | 8.75 |  |  |  |  | = | 156.1
Passage
| Long Wall |  |  | 1 | x | 30.5 | x | 8.75 |  |  |  |  | = | 266.875
Corridor + Ent Lobby
| Long Wall |  |  | 1 | x | 48.34 | x | 8.75 |  |  |  |  | = | 422.975
| Short Wall |  |  | 1 | x | 39.58 | x | 8.75 |  |  |  |  | = | 346.325
Gents + Ladies O.P.D Waiting
| Long Wall |  |  | 4 | x | 31.17 | x | 8.75 |  |  |  |  | = | 1090.95
| Short Wall |  |  | 2 | x | 24 | x | 8.75 |  |  |  |  | = | 420
| Corridor |  |  | 1 | x | 8 | x | 8.75 |  |  |  |  | = | 70
Physician
| Long Wall |  |  | 2 | x | 14 | x | 11.25 |  |  |  |  | = | 315
| Short Wall |  |  | 2 | x | 12.92 | x | 8.75 |  |  |  |  | = | 226.1
| """ |  |  | 2 | x | 6.67 | x | 8.75 |  |  |  |  | = | 116.725
Dr. Room
| Long Wall |  |  | 1 | x | 41.5 | x | 8.75 |  |  |  |  | = | 363.125
| Short Wall |  |  | 2 | x | 7.5 | x | 8.75 |  |  |  |  | = | 131.25
| """ |  |  | 2 | x | 6.42 | x | 8.75 |  |  |  |  | = | 112.35
Main Gate
| Grid (2)(D-E)(F-G) |  |  | 2 | x | 3 | x | 7 |  |  |  |  | = | 42
| "" (1,3)(E-F) |  |  | 2 | x | 7.83 | x | 8.5 |  |  |  |  | = | 133.11
| "" (E,F)(1-3) |  |  | 2 | x | 6.5 | x | 8.5 |  |  |  |  | = | 110.5
Partition Wall of Guard Room
| Grid (E,F)(1-3) |  |  | 2 | x | 12 | x | 1 |  |  |  |  | = | 24
| "" (1,3)(E-F) |  |  | 2 | x | 8.5 | x | 1 |  |  |  |  | = | 17
First Floor
| Monitoring Room | 1 | x | 2 | x( | 16 | + | 18 | )x | 11 |  |  | = | 748
| Store | 1 | x | 7.5 | x | 11 | [6 empty] | = | 83
| """ Wall | 1 | x | 2 | x( | 7.5 | + | 8 | )x | 11 |  |  | = | 341
| Corridor | 1 | x | 2 | x( | 49 | + | 8 | )x | 11 |  |  | = | 1254
| Anesthesia-1 | 1 | x | 2 | x( | 17.5 | + | 12 | )x | 11 |  |  | = | 649
| """" Dressing | 1 | x | 2 | x( | 6 | + | 5.75 | )x | 11 |  |  | = | 259
| Anesthesia-2 | 1 | x | 2 | x( | 24 | + | 16 | )x | 11 |  |  | = | 880
| Anesthesia-3 | 1 | x | 2 | x( | 12 | + | 9.5 | )x | 11 |  |  | = | 473
| Technical Room | 1 | x | 2 | x( | 12 | + | 9.5 | )x | 11 |  |  | = | 473
| Cath Lab | 1 | x | 2 | x( | 24 | + | 27.5 | )x | 11 |  |  | = | 1133
| UPS Room | 1 | x | 2 | x( | 11.75 | + | 12 | )x | 11 |  |  | = | 523
| Scrub Room | 1 | x | 2 | x( | 11.75 | + | 12 | )x | 11 |  |  | = | 523
| Nursing Room | 1 | x | 2 | x( | 18 | + | 10 | )x | 11 |  |  | = | 616
| Dr. Room | 1 | x | 2 | x( | 18 | + | 10 | )x | 11 |  |  | = | 616
| Medical Room | 1 | x | 2 | x( | 12 | + | 6 | )x | 11 |  |  | = | 396
| Linen Store | 1 | x | 2 | x( | 12 | + | 6 | )x | 11 |  |  | = | 396
| Corridor | 1 | x | 2 | x( | 49.75 | + | 8.5 | )x | 11 |  |  | = | 1282
| Corridor | 1 | x | 2 | x( | 26 | + | 8.75 | )x | 11 |  |  | = | 765
| Equipment | 1 | x | 2 | x( | 17 | + | 12 | )x | 11 |  |  | = | 638
| Store | 1 | x | 2 | x( | 17 | + | 12 | )x | 11 |  |  | = | 638
| Corridor | 1 | x | 2 | x( | 26 | + | 6.5 | )x | 11 |  |  | = | 715
| Recovery | 1 | x | 2 | x( | 16 | + | 25 | )x | 11 |  |  | = | 902
| """ Corridor | 1 | x | 2 | x( | 34 | + | 8 | )x | 11 |  |  | = | 924
| """ Corridor | 1 | x | 2 | x( | 75 | + | 8.5 | )x | 11 |  |  | = | 1837
| CCU | 1 | x | 2 | x( | 60 | + | 40 | )x | 11 |  |  | = | 2200
| Waiting Area | 1 | x( | 14 | + | 30 | + | 14 |  | 14 | )x | 4.5 | = | 324
| """ | 1 | x( | 20.5 | + | 8 | + | 20.5 | )x | 4.5 |  |  | = | 221
| Near Ramp | 1 | x | 2 | x( | 25 | + | 20.5 | )x | 4.5 |  |  | = | 410
| Open Terrace | 1 | x | 2 | x( | 24.5 | + | 20.5 | )x | 4.5 |  |  | = | 405
| Nursing Rest | 1 | x | 2 | x( | 17 | + | 15 | )x | 4.5 |  |  | = | 288
| Store | 1 | x | 2 | x( | 7 | + | 9.5 | )x | 4.5 |  |  | = | 149
| Linen Store | 1 | x | 2 | x( | 7 | + | 16 | )x | 11 |  |  | = | 506
| Dr. Room | 1 | x | 2 | x( | 12 | + | 15 | )x | 4.5 |  |  | = | 243
| Peads Ward Lobby | 1 | x | 2 | x( | 7.5 | + | 15 | )x | 6 |  |  | = | 270
| Linen Store | 1 | x | 2 | x( | 7.5 | + | 12 | )x | 11 |  |  | = | 429
| Stair & Lift lobby | 1 | x | 2 | x( | 11 | + | 10.83 | )x | 6 |  |  | = | 262
| Back Stair Lobby | 1 | x | 2 | x( | 15 | + | 30.5 | )x | 6 |  |  | = | 546
| """ Corridor | 1 | x | 2 | x( | 33 | + | 8.5 | )x | 4.5 |  |  | = | 374
| Counseling | 1 | x | 2 | x( | 12 | + | 18 | )x | 6 |  |  | = | 360
Column Offset (Wall/Dado)
| Monitoring Room | 2 | x | 2 | x | 1.08 | x | 11 |  |  |  |  | = | 48
| Anesthesia-1 | 1 | x | 2 | x | 1.08 | x | 11 |  |  |  |  | = | 24
| Anesthesia-2 | 2 | x | 2 | x | 1.08 | x | 11 |  |  |  |  | = | 48
| """-3 | 2 | x | 1 | x | 1.75 | x | 11 |  |  |  |  | = | 39
| Cath Lab | 2 | x | 2 | x | 1.08 | x | 11 |  |  |  |  | = | 48
| """ | 2 | x | 1 | x | 1.75 | x | 11 |  |  |  |  | = | 39
| UPS Room | 1 | x | 2 | x | 1.08 | x | 11 |  |  |  |  | = | 24
| Scrub Room | 1 | x | 2 | x | 1.08 | x | 11 |  |  |  |  | = | 24
| Technical Room | 1 | x | 2 | x | 1.08 | x | 11 |  |  |  |  | = | 24
| Pontary | 1 | x | 2 | x | 1.08 | x | 11 |  |  |  |  | = | 24
| Nursing | 1 | x | 2 | x | 1.08 | x | 11 |  |  |  |  | = | 24
| """ Dressing | 1 | x | 2 | x | 1.08 | x | 11 |  |  |  |  | = | 24
| Corridor | 1 | x | 2 | x | 1.08 | x | 4.5 |  |  |  |  | = | 10
| """ | 1 | x | 1 | x | 1.08 | x | 4.5 |  |  |  |  | = | 5
| Store Room | 1 | x | 2 | x | 0.67 | x | 4.5 |  |  |  |  | = | 6
| Recovery Room | 1 | x | 2 | x | 1.08 | x | 4.5 |  |  |  |  | = | 10
| C.C.U | 5 | x | 2 | x | 1.33 | x | 4.5 |  |  |  |  | = | 60
Second Floor
| Nursing Incharge | 1 | x | 2 | x( | 17.5 | + | 11.75 | )x | 8.75 |  |  | = | 511.875
| "" Bath L/Wall |  |  | 1 | x | 6 | x | 11.25 |  |  |  |  | = | 67.5
| """" S/Wall |  |  | 1 | x | 5 | x | 11.25 |  |  |  |  | = | 56.25
| A.M.S Room |  |  | 2 | x | 11.75 | x | 8.75 |  |  |  |  | = | 205.625
| "" Bath L/Wall |  |  | 1 | x | 6 | x | 11.25 |  |  |  |  | = | 67.5
| """ S/Wall |  |  | 1 | x | 5 | x | 11.25 |  |  |  |  | = | 56.25
| D.M.S Room | 1 | x | 2 | x( | 17.5 | + | 11.75 | )x | 8.75 |  |  | = | 511.875
| "" Bath L/Wall |  |  | 1 | x | 6 | x | 11.25 |  |  |  |  | = | 67.5
| """ S/Wall |  |  | 1 | x | 5 | x | 11.25 |  |  |  |  | = | 56.25
| M.S Room | 1 | x( | 11.75 | + | 17.5 | + | 11.75 | )x | 8.75 |  |  | = | 358.75
| "" Bath L/Wall |  |  | 1 | x | 6 | x | 11.25 |  |  |  |  | = | 67.5
| """ S/Wall |  |  | 1 | x | 5 | x | 11.25 |  |  |  |  | = | 56.25
| R.M.O Room | 1 | x | 2 | x( | 17.5 | + | 11.75 | )x | 8.75 |  |  | = | 3598.4375
| "" Bath L/Wall |  |  | 1 | x | 6 | x | 11.25 |  |  |  |  | = | 67.5
| """ S/Wall |  |  | 1 | x | 5 | x | 11.25 |  |  |  |  | = | 56.25
| Confrence Room |  |  | 3 | x | 24 | x | 8.75 |  |  |  |  | = | 630
| Pontry Room | 1 | x | 2 | x( | 11 | + | 7.25 | )x | 8.75 |  |  | = | 319.375
| "" Bath L/Wall |  |  | 1 | x | 12.67 | x | 8.75 |  |  |  |  | = | 110.8625
| """ |  |  | 1 | x | 12.67 | x | 11.25 |  |  |  |  | = | 142.5375
| """ S/Wall |  |  | 2 | x | 11.75 | x | 8.75 |  |  |  |  | = | 205.625
| """ |  |  | 1 | x | 4 | x | 11.25 |  |  |  |  | = | 45
| Female Ward | 1 | x | 2 | x( | 62 | + | 33.5 | )x | 8.75 |  |  | = | 1671.25
| "" Store Room |  |  | 2 | x | 12 | x | 11.25 |  |  |  |  | = | 270
| """ |  |  | 1 | x | 7.33 | x | 11.25 |  |  |  |  | = | 82.4625
| Dr. Room |  |  | 1 | x | 12 | x | 11.25 |  |  |  |  | = | 135
| Toilet Zone L/Wall |  |  | 2 | x | 12.67 | x | 11.25 |  |  |  |  | = | 285.075
| """ S/Wall |  |  | 1 | x | 11.5 | x | 11.25 |  |  |  |  | = | 129.375
| """ |  |  | 2 | x | 6 | x | 9.25 |  |  |  |  | = | 111
| Male Ward | 1 | x | 2 | x( | 59.17 | + | 40.5 | )x | 8.75 |  |  | = | 1744.225
| Nursing Counter |  |  | 1 | x | 19.5 | x | 11.25 |  |  |  |  | = | 219.375
| """ |  |  | 1 | x | 10 | x | 11.25 |  |  |  |  | = | 112.5
| Store Room L/W |  |  | 2 | x | 10 | x | 11.25 |  |  |  |  | = | 225
| """ S/Wall |  |  | 1 | x | 6 | x | 8.75 |  |  |  |  | = | 52.5
| Dr. Room L/Wall |  |  | 2 | x | 14 | x | 11.25 |  |  |  |  | = | 315
| """ S/Wall |  |  | 1 | x | 10 | x | 11.25 |  |  |  |  | = | 112.5
| Toilet Zone L/Wall |  |  | 1 | x | 11.5 | x | 9.75 |  |  |  |  | = | 112.125
| """ |  |  | 1 | x | 11.5 | x | 9.75 |  |  |  |  | = | 112.125
| """ S/Wall |  |  | 2 | x | 5.5 | x | 9.75 |  |  |  |  | = | 107.25
| """ |  |  | 3 | x | 6 | x | 9.75 |  |  |  |  | = | 175.5
| Pantry L/Wall |  |  | 1 | x | 8.67 | x | 8.75 |  |  |  |  | = | 75.8625
| """ S/Wall |  |  | 2 | x | 7 | x | 8.75 |  |  |  |  | = | 122.5
| Dining Room L/Wall |  |  | 1 | x | 20.17 | x | 8.75 |  |  |  |  | = | 176.4875
| """ S/Wall |  |  | 1 | x | 7 | x | 8.75 |  |  |  |  | = | 61.25
| Store Keeper/R L/Wall |  |  | 2 | x | 20 | x | 8.75 |  |  |  |  | = | 350
| Medicine Store L/Wall |  |  | 1 | x | 40.5 | x | 8.75 |  |  |  |  | = | 354.375
| """ S/Wall |  |  | 1 | x | 19.17 | x | 9.75 |  |  |  |  | = | 186.9075
| """ |  |  | 2 | x | 37 | x | 8.75 |  |  |  |  | = | 647.5
| Staff Room L/Wall |  |  | 2 | x | 29.5 | x | 9.75 |  |  |  |  | = | 575.25
| """ S/Wall |  |  | 1 | x | 18 | x | 9.75 |  |  |  |  | = | 175.5
| Account Office L/Wall |  |  | 2 | x | 12 | x | 9.75 |  |  |  |  | = | 234
| """ S/Wall |  |  | 1 | x | 12 | x | 9.75 |  |  |  |  | = | 117
| Toilet L/Wall |  |  | 2 | x | 5.75 | x | 8.75 |  |  |  |  | = | 100.625
| """ S/Wall |  |  | 3 | x | 5.5 | x | 8.75 |  |  |  |  | = | 144.375
| Corridor Wall |  |  | 1 | x | 9.5 | x | 9.75 |  |  |  |  | = | 92.625
| """ |  |  | 1 | x | 8 | x | 9.75 |  |  |  |  | = | 78
| Stair Wall |  |  | 1 | x | 15 | x | 8.75 |  |  |  |  | = | 131.25
| Front Ramp |  |  | 1 | x | 20.5 | x | 8.75 |  |  |  |  | = | 179.375
[12 empty] | Cft (A) | = | 58608.3925
Deduction
Ground Floor
| DD-1 |  |  | 14 | x | 5 | x | 8.5 |  |  |  |  | = | 595
| D-1 |  |  | 19 | x | 3.5 | x | 8.5 |  |  |  |  | = | 565.25
| D-2 |  |  | 6 | x | 3 | x | 8.5 |  |  |  |  | = | 153
|  |  |  | 1 | x | 3 | x | 1.5 |  |  |  |  | = | 4.5
| D-3 |  |  | 7 | x | 2.5 | x | 7 |  |  |  |  | = | 122.5
|  |  |  | 20 | x | 2.5 | x | 1.5 |  |  |  |  | = | 75
| Opening |  |  | 1 | x | 6 | x | 8.5 |  |  |  |  | = | 51
| """ |  |  | 1 | x | 3.5 | x | 8.5 |  |  |  |  | = | 29.75
| W-1 |  |  | 55 | x | 6 | x | 5.5 |  |  |  |  | = | 1815
| W-2 |  |  | 2 | x | 2.5 | x | 5.5 |  |  |  |  | = | 27.5
| V-1 |  |  | 11 | x | 6 | x | 2 |  |  |  |  | = | 132
Main Gate (Guard Room)
| Door |  |  | 1 | x | 3 | x | 8 |  |  |  |  | = | 24
| Window |  |  | 1 | x | 5 | x | 5 |  |  |  |  | = | 25
First Floor
| DD-1 |  |  | 11 | x | 5 | x | 8.5 |  |  |  |  | = | 467.5
| D-1 |  |  | 13 | x | 3.5 | x | 8.5 |  |  |  |  | = | 386.75
| D-2 |  |  | 5 | x | 3 | x | 8.5 |  |  |  |  | = | 127.5
|  |  |  | 1 | x | 3 | x | 1.5 |  |  |  |  | = | 4.5
| D-3 |  |  | 6 | x | 2.5 | x | 7 |  |  |  |  | = | 105
|  |  |  | 19 | x | 2.5 | x | 1.5 |  |  |  |  | = | 71.25
| W-1 |  |  | 55 | x | 6 | x | 5.5 |  |  |  |  | = | 1815
| W-2 |  |  | 2 | x | 2.5 | x | 5.5 |  |  |  |  | = | 27.5
| V-1 |  |  | 11 | x | 6 | x | 2 |  |  |  |  | = | 132
Second Floor
| Door D-2 | 14 | x | 3 | x | 0.67 | x | 8.5 |  |  |  |  | = | 239.19
| D-3 | 22 | x | 2.5 | x | 0.67 | x | 7 |  |  |  |  | = | 257.95
| DD-1 | 10 | x | 5 | x | 0.67 | x | 8.5 |  |  |  |  | = | 284.75
| Window W-1 | 59 | x | 6 | x | 0.67 | x | 5.5 |  |  |  |  | = | 1304.49
| W-2 | 2 | x | 3 | x | 0.67 | x | 5.5 |  |  |  |  | = | 22.11
| Ventilator V-1 | 3 | x | 6 | x | 0.67 | x | 2 |  |  |  |  | = | 24.12
| V-2 | 7 | x | 2 | x | 0.67 | x | 2 |  |  |  |  | = | 18.76
[12 empty] | Cft (B) | = | 8907.87
| A (-) B |  |  | 58608.3925 |  |  | (-) | 8907.87 |  |  |  | Cft | = | 49700.5225
5 | Preparing the surface and painting with weather coat i/c rubbing the surface with rubbing brick / sand paper filling the voids with chalk/ plaster of paris and then painting with weather coat of approved make (S.I. No. 38A-B/P-56)(2 Coats)
Wall Outside
| Grid (G1-H1) |  |  | 1 | x | 19.08 | x | 34.33 |  |  |  |  | = | 655.0164
| "' (G1-G3) |  |  | 1 | x | 22.5 | x | 34.33 |  |  |  |  | = | 772.425
| "' (A3-G3) |  |  | 1 | x | 82.5 | x | 34.33 |  |  |  |  | = | 2832.225
| "" (A3-A7) |  |  | 1 | x | 45 | x | 34.33 |  |  |  |  | = | 1544.85
| "' (A7-C7) |  |  | 1 | x | 29.5 | x | 34.33 |  |  |  |  | = | 1012.735
| "" (C7-C12) |  |  | 1 | x | 44.42 | x | 34.33 |  |  |  |  | = | 1524.9386
| "' (G12-E12) |  |  | 1 | x | 28.5 | x | 34.33 |  |  |  |  | = | 978.405
| "" (E12-E14) |  |  | 1 | x | 51 | x | 34.33 |  |  |  |  | = | 1750.83
| "' (E14-J14) |  |  | 1 | x | 58 | x | 34.33 |  |  |  |  | = | 1991.14
| "" (J12-J14) |  |  | 1 | x | 51 | x | 34.33 |  |  |  |  | = | 1750.83
| "" (J12-L12) |  |  | 1 | x | 52.5 | x | 34.33 |  |  |  |  | = | 1802.325
| "" (L3-L12) |  |  | 1 | x | 87.42 | x | 34.33 |  |  |  |  | = | 3001.1286
| "" (H+3-L3) |  |  | 1 | x | 66.42 | x | 34.33 |  |  |  |  | = | 2280.1986
Parapit Wall - Inside
| Grid (G1-H1) |  |  | 1 | x | 19.08 | x | 3.75 |  |  |  |  | = | 71.55
| "' (G1-G3) |  |  | 1 | x | 22.5 | x | 3.75 |  |  |  |  | = | 84.375
| "' (A3-G3) |  |  | 1 | x | 82.5 | x | 3.75 |  |  |  |  | = | 309.375
| "" (A3-A7) |  |  | 1 | x | 45 | x | 3.75 |  |  |  |  | = | 168.75
| "' (A7-C7) |  |  | 1 | x | 29.5 | x | 3.75 |  |  |  |  | = | 110.625
| "" (C7-C12) |  |  | 1 | x | 44.42 | x | 3.75 |  |  |  |  | = | 166.575
| "' (G12-E12) |  |  | 1 | x | 28.5 | x | 3.75 |  |  |  |  | = | 106.875
| "" (E12-E14) |  |  | 1 | x | 51 | x | 3.75 |  |  |  |  | = | 191.25
| "' (E14-J14) |  |  | 1 | x | 58 | x | 3.75 |  |  |  |  | = | 217.5
| "" (J12-J14) |  |  | 1 | x | 51 | x | 3.75 |  |  |  |  | = | 191.25
| "" (J12-L12) |  |  | 1 | x | 52.5 | x | 3.75 |  |  |  |  | = | 196.875
| "" (L3-L12) |  |  | 1 | x | 87.42 | x | 3.75 |  |  |  |  | = | 327.825
| "" (H+3-L3) |  |  | 1 | x | 66.42 | x | 3.75 |  |  |  |  | = | 249.075
Projection (Chajja) - 2nd Floor
| Grid (G1-H1) |  |  | 1 | x | 19.08 | x | 2 |  |  |  |  | = | 38.16
| "' (G1-G3) |  |  | 1 | x | 22.5 | x | 2 |  |  |  |  | = | 45
| "' (A3-G3) |  |  | 1 | x | 82.5 | x | 2 |  |  |  |  | = | 165
| "" (A3-A7) |  |  | 1 | x | 45 | x | 2 |  |  |  |  | = | 90
| "' (A7-C7) |  |  | 1 | x | 29.5 | x | 2 |  |  |  |  | = | 59
| "" (C7-C12) |  |  | 1 | x | 44.42 | x | 2 |  |  |  |  | = | 88.84
| "' (G12-E12) |  |  | 1 | x | 28.5 | x | 2 |  |  |  |  | = | 57
| "" (E12-E14) |  |  | 1 | x | 51 | x | 2 |  |  |  |  | = | 102
| "' (E14-J14) |  |  | 1 | x | 58 | x | 2 |  |  |  |  | = | 116
| "" (J12-J14) |  |  | 1 | x | 51 | x | 2 |  |  |  |  | = | 102
| "" (J12-L12) |  |  | 1 | x | 52.5 | x | 2 |  |  |  |  | = | 105
| "" (L3-L12) |  |  | 1 | x | 87.42 | x | 2 |  |  |  |  | = | 174.84
| "" (H+3-L3) |  |  | 1 | x | 66.42 | x | 2 |  |  |  |  | = | 132.84
Projection (Chajja) - Gnd & 1st Floor
| Chajja | 2 | x | 2 | x | 6 | x | 14 | x | 2 |  |  | = | 672
| "' | 2 | x | 2 | x | 17 | x | 6 | x | 2 |  |  | = | 816
| "" | 2 | x | 2 | x | 24 | x | 5 | x | 2 |  |  | = | 960
[12 empty] | Total Sft | = | 28012.6272
Deduction
|  |  |  | 1 | x | 6 | x | 14 | x | 34.5 |  |  | = | 2898
|  |  |  | 1 | x | 17 | x | 6 | x | 34.5 |  |  | = | 3519
|  |  |  | 1 | x | 24 | x | 4.5 | x | 34.5 |  |  | = | 3726
[12 empty] | Total Sft | = | 10143
| Net Qty (A-B) |  | 28012.6272 |  |  | (-) | 10143 |  |  |  |  | Total | = | 17869.6272
6 | Providing & laying Porcelien tiles glazed & polished 2x2x5.16 on floor of wall facing in required colour and pattern in white cement and pigment over base of 1:2 grey Cement mortor 3/4" thick including washing and filling of the joints with salury of white cement and pigment in desired shape with finishing cleaning & cost of Wax polish i/c cutting tiles to proper profile. (R.A)
Ground Floor
| Physician-1 | 1 | x | 2 | x( | 13.5 | + | 7.42 | )x | 4 |  |  | = | 167
| Dr. Room | 5 | x | 2 | x( | 7 | + | 7.75 | )x | 4 |  |  | = | 590 |  | Yellow Marked Measurement collected in 15th RA
| Passage-1 | 1 | x | 2 | x( | 40.5 | + | 6.5 | )x | 4 |  |  | = | 376
| Physician-2 | 1 | x | 2 | x( | 13.5 | + | 7.42 | )x | 4 |  |  | = | 167
| Waiting Passage | 1 | x | 2 | x( | 34.92 | + | 7.83 | )x | 4 |  |  | = | 342
| Ladies OPD Waiting | 1 | x | 2 | x( | 35.92 | + | 23.75 | )x | 4 |  |  | = | 477
| Gents OPS Waiting | 1 | x | 2 | x( | 34.17 | + | 23.87 | )x | 4 |  |  | = | 464
| Female ECG Front Pasge | 1 | x | 2 | x( | 42 | + | 15.25 | )x | 4 |  |  | = | 458
| """ Side Pasg | 1 | x | 2 | x( | 18.5 | + | 8 | )x | 4 |  |  | = | 212
| Female ECG | 1 | x | 2 | x( | 16.92 | + | 9.5 | )x | 4 |  |  | = | 211
| Echo | 1 | x | 2 | x( | 16.92 | + | 10 | )x | 4 |  |  | = | 215
| ETT | 1 | x | 2 | x( | 16.92 | + | 10 | )x | 4 |  |  | = | 215
| Male ECG | 1 | x | 2 | x( | 10.5 | + | 9.83 | )x | 4 |  |  | = | 163
| Ultra Sound | 1 | x | 2 | x( | 10.5 | + | 9.83 | )x | 4 |  |  | = | 163
| Radiologest | 1 | x | 2 | x( | 10.5 | + | 9.83 | )x | 4 |  |  | = | 163
| Gents X-Ray | 1 | x | 2 | x( | 16.92 | + | 13.92 | )x | 4 |  |  | = | 247
| Ladies X-Ray | 1 | x | 2 | x( | 16.92 | + | 13.92 | )x | 4 |  |  | = | 247
| Passage | 1 | x | 2 | x( | 24.83 | + | 5 | )x | 4 |  |  | = | 239
| """ | 1 | x | 2 | x( | 23.33 | + | 23.33 | )x | 4 |  |  | = | 373
| Pasg Front of L/ | 1 | x | 2 | x( | 25 | + | 5 | )x | 4 |  |  | = | 240
| Sample Collection Waiting | 1 | x | 2 | x( | 20 | + | 18.17 | )x | 4 |  |  | = | 305
| Pathalogical Lab | 1 | x | 2 | x( | 31.42 | + | 19.5 | )x | 4 |  |  | = | 407
| Pathalogist | 1 | x | 2 | x( | 12.67 | + | 9.83 | )x | 4 |  |  | = | 180
| Lab Store | 1 | x | 2 | x( | 15 | + | 4.83 | )x | 4 |  |  | = | 159
| Senior Dr.-1 | 1 | x | 2 | x( | 11.5 | + | 7.25 | )x | 4 |  |  | = | 150
| """ -2 | 1 | x | 2 | x( | 11.5 | + | 7.25 | )x | 4 |  |  | = | 150
| pharmacy Store | 1 | x | 2 | x( | 20 | + | 15.17 | )x | 4 |  |  | = | 281
| Medical Store | 1 | x | 2 | x( | 15 | + | 7.83 | )x | 4 |  |  | = | 183
| Passage | 1 | x | 2 | x( | 41 | + | 7.83 | )x | 4 |  |  | = | 391
| Ramp Front | 1 | x | 2 | x( | 21.17 | + | 11.67 | )x | 4 |  |  | = | 263
| Ramp Inward | 1 | x | 2 | x( | 66 | + | 6 | )x | 4 |  |  | = | 576
| Sample Collection Frt/Pasg | 1 | x | 2 | x( | 76 | + | 7.83 | )x | 4 |  |  | = | 671
| Lobby | 1 | x | 2 | x( | 33 | + | 41.5 | )x | 4 |  |  | = | 596
| Stair Front | 1 | x | 2 | x( | 18.17 | + | 9.25 | )x | 4 |  |  | = | 219
| """ Back | 1 | x | 2 | x( | 17.5 | + | 11.75 | )x | 4 |  |  | = | 234
| Emergency Lobby | 1 | x | 2 | x( | 20 | + | 23 | )x | 4 |  |  | = | 344
| """ Ward | 1 | x | 2 | x( | 40.5 | + | 36.67 | )x | 4 |  |  | = | 617
| Locker Room | 1 | x | 2 | x( | 12 | + | 14.58 | )x | 4 |  |  | = | 213
| Paramedical Staff | 1 | x | 2 | x( | 11 | + | 10 | )x | 4 |  |  | = | 168
| Dr. Rest Area | 1 | x | 2 | x( | 16.25 | + | 10.5 | )x | 4 |  |  | = | 214
| Waiting Area Front of Ramp | 1 | x | 2 | x( | 28.5 | + | 20 | )x | 4 |  |  | = | 388
| Stair Case Riser | 8 | x | 13 | x | 4.67 | x | 5 |  |  |  |  | = | 2428
Stair Case Dado
| Ground Floor to Landing | 4 | x | 13 | x | 4 | [6 empty] | = | 208
| Landing | 4 | x( | 12 | + | 17.5 | + | 12 | )x | 4 |  |  | = | 664
| Landing to First Floor | 4 | x | 14 | x | 4 | [6 empty] | = | 224
Main Entrence
| Entrence lobby | 1 | x | 60.17 | x | 28.92 | [6 empty] | = | 1740.1164
| Main Entrence | 1 | x | 25.83 | x | 13.75 | [6 empty] | = | 355.1625
[12 empty] | Total. | = | 18057.2789 | Sft
7 | Supply and fixing in position aluminum channel framing for sliding window ventilators of alcop made with 5 mm thick thinned glass glazed (Belgium) and aluminum fly screen in'/c: handles stopper and locking arragement etc complete. (Deluxe model boronze)(S.I.No.108/84-b)
Ground Floor
| Dr. Room |  |  | 5 | x | 6 | x | 5.5 |  |  |  |  | = | 165
| Physcycian |  |  | 2 | x | 6 | x | 5.5 |  |  |  |  | = | 66
| Ladies Waiting |  |  | 7 | x | 6 | x | 5.5 |  |  |  |  | = | 231
| Gents Waiting |  |  | 7 | x | 6 | x | 5.5 |  |  |  |  | = | 231
| Near """ |  |  | 1 | x | 6 | x | 5.5 |  |  |  |  | = | 33
| Male E.C.G |  |  | 1 | x | 6 | x | 5.5 |  |  |  |  | = | 33
| Ultra Sound |  |  | 2 | x | 3 | x | 5.5 |  |  |  |  | = | 33
| Radio Logest |  |  | 1 | x | 6 | x | 5.5 |  |  |  |  | = | 33
| Ladies X-Ray |  |  | 3 | x | 6 | x | 5.5 |  |  |  |  | = | 99
| Gents X-Ray |  |  | 2 | x | 6 | x | 5.5 |  |  |  |  | = | 66
| Near """ |  |  | 1 | x | 6 | x | 5.5 |  |  |  |  | = | 33
| ETT Room |  |  | 1 | x | 6 | x | 5.5 |  |  |  |  | = | 33
| ECHO Room |  |  | 1 | x | 6 | x | 5.5 |  |  |  |  | = | 33
| Female ECG Room |  |  | 2 | x | 6 | x | 5.5 |  |  |  |  | = | 66
| Medical Store |  |  | 1 | x | 6 | x | 5.5 |  |  |  |  | = | 33
| Near Ramp |  |  | 1 | x | 6 | x | 5.5 |  |  |  |  | = | 33
| Waiting Area |  |  | 4 | x | 6 | x | 5.5 |  |  |  |  | = | 132
| Back Side Entrence (ENT Emergency Lobby) |  |  | 2 | x | 6 | x | 5.5 |  |  |  |  | = | 66
| Emergency |  |  | 8 | x | 6 | x | 5.5 |  |  |  |  | = | 264
| ENT Lobby |  |  | 4 | x | 6 | x | 5.5 |  |  |  |  | = | 132
| Ventilator V-1 Radio Logest Near Bath |  |  | 2 | x | 6 | x | 2 |  |  |  |  | = | 24
| Ladies Toilet |  |  | 2 | x | 6 | x | 2 |  |  |  |  | = | 24
| Gents Toilet |  |  | 3 | x | 6 | x | 2 |  |  |  |  | = | 36
| Pathological Lab |  |  | 3 | x | 6 | x | 2 |  |  |  |  | = | 36
| Sample Collection |  |  | 2 | x | 6 | x | 2 |  |  |  |  | = | 24
| Waiting Area |  |  | 2 | x | 6 | x | 2 |  |  |  |  | = | 24
| Toilet Zone |  |  | 2 | x | 6 | x | 2 |  |  |  |  | = | 24
First Floor
| Monitoring Room |  |  | 2 | x | 6 | x | 5.5 |  |  |  |  | = | 66
| Store |  |  | 1 | x | 6 | x | 5.5 |  |  |  |  | = | 33
| Corridor-1 |  |  | 1 | x | 6 | x | 5.5 |  |  |  |  | = | 33
| Anesthesia-1 |  |  | 2 | x | 6 | x | 5.5 |  |  |  |  | = | 66
| Anesthesia-2 |  |  | 1 | x | 6 | x | 5.5 |  |  |  |  | = | 33
| Cath Lab |  |  | 2 | x | 6 | x | 5.5 |  |  |  |  | = | 66
| U.P.S Room |  |  | 1 | x | 6 | x | 5.5 |  |  |  |  | = | 33
| Corridor-2 |  |  | 2 | x | 6 | x | 5.5 |  |  |  |  | = | 66
| Nursing Room |  |  | 1 | x | 6 | x | 5.5 |  |  |  |  | = | 33
| """ (W-2) |  |  | 2 | x | 3 | x | 5.5 |  |  |  |  | = | 33
| Corridor-3 |  |  | 1 | x | 6 | x | 5.5 |  |  |  |  | = | 33
| Equipment |  |  | 1 | x | 6 | x | 5.5 |  |  |  |  | = | 33
| Store |  |  | 1 | x | 6 | x | 5.5 |  |  |  |  | = | 33
| C.C.U |  |  | 12 | x | 6 | x | 5.5 |  |  |  |  | = | 396
| Counseling |  |  | 1 | x | 6 | x | 5.5 |  |  |  |  | = | 33
| Waiting Area |  |  | 1 | x | 6 | x | 5.5 |  |  |  |  | = | 33
| Near Ramp |  |  | 3 | x | 6 | x | 5.5 |  |  |  |  | = | 99
| Nursing Rest Area |  |  | 3 | x | 6 | x | 5.5 |  |  |  |  | = | 99
| Dr. Room |  |  | 2 | x | 6 | x | 5.5 |  |  |  |  | = | 66
| Peads Ward |  |  | 8 | x | 6 | x | 5.5 |  |  |  |  | = | 264
| Looking Down |  |  | 6 | x | 6 | x | 5.5 |  |  |  |  | = | 198
Ventilator (V-1, V-2)
| Anesthesia Bath (V-2) |  |  | 1 | x | 2 | x | 2 |  |  |  |  | = | 4
| Toilet Zone (V-2) |  |  | 1 | x | 2 | x | 2 |  |  |  |  | = | 4
| Toilet """ (V-2) |  |  | 1 | x | 2 | x | 2 |  |  |  |  | = | 4
| """ (V-1) |  |  | 1 | x | 6 | x | 2 |  |  |  |  | = | 12
| Open Terrace (V-1) |  |  | 1 | x | 6 | x | 2 |  |  |  |  | = | 12
| Nursing Bath (V-2) |  |  | 1 | x | 2 | x | 2 |  |  |  |  | = | 4
| Dr & Bath (V-2) |  |  | 2 | x | 2 | x | 2 |  |  |  |  | = | 8
Second Floor
| Nursing Incharge |  |  | 3 | x | 6 | x | 5.5 |  |  |  |  | = | 99
| Corridor |  |  | 1 | x | 6 | x | 5.5 |  |  |  |  | = | 33
| R.M.O |  |  | 2 | x | 6 | x | 5.5 |  |  |  |  | = | 66
| Conference Room |  |  | 2 | x | 6 | x | 5.5 |  |  |  |  | = | 66
| AMS Room |  |  | 2 | x | 6 | x | 5.5 |  |  |  |  | = | 66
| DMS Room |  |  | 2 | x | 6 | x | 5.5 |  |  |  |  | = | 66
| M.S Room |  |  | 2 | x | 6 | x | 5.5 |  |  |  |  | = | 66
| Female Ward |  |  | 7 | x | 6 | x | 5.5 |  |  |  |  | = | 231
| """ (W-2) |  |  | 2 | x | 3 | x | 5.5 |  |  |  |  | = | 33
| Dr. Room |  |  | 1 | x | 6 | x | 5.5 |  |  |  |  | = | 33
| Corridor-2 |  |  | 1 | x | 6 | x | 5.5 |  |  |  |  | = | 33
| Male Ward |  |  | 11 | x | 6 | x | 5.5 |  |  |  |  | = | 363
| Dr. Room |  |  | 1 | x | 6 | x | 5.5 |  |  |  |  | = | 33
| Near Ramp |  |  | 5 | x | 6 | x | 5.5 |  |  |  |  | = | 165
| Dining Area |  |  | 1 | x | 6 | x | 5.5 |  |  |  |  | = | 33
| General Store |  |  | 1 | x | 6 | x | 5.5 |  |  |  |  | = | 33
| Store Keeper |  |  | 2 | x | 6 | x | 5.5 |  |  |  |  | = | 66
| Medical Store |  |  | 8 | x | 6 | x | 5.5 |  |  |  |  | = | 264
| Staff |  |  | 4 | x | 6 | x | 5.5 |  |  |  |  | = | 132
| Account |  |  | 2 | x | 6 | x | 5.5 |  |  |  |  | = | 66
| Corridor-3 |  |  | 1 | x | 6 | x | 5.5 |  |  |  |  | = | 33
| (Ventilator) Nursing Bath (V-2) |  |  | 1 | x | 2 | x | 2 |  |  |  |  | = | 4
| AMS Room |  |  | 1 | x | 2 | x | 2 |  |  |  |  | = | 4
| RMO Bath |  |  | 1 | x | 2 | x | 2 |  |  |  |  | = | 4
| Pantany Bath |  |  | 1 | x | 2 | x | 2 |  |  |  |  | = | 4
| Female Ward G/Lav |  |  | 1 | x | 6 | x | 2 |  |  |  |  | = | 12
| Male Ward G/Lav |  |  | 1 | x | 6 | x | 2 |  |  |  |  | = | 12
| Dr. & Nurse Bath |  |  | 1 | x | 6 | x | 2 |  |  |  |  | = | 12
| Account Bath |  |  | 1 | x | 2 | x | 2 |  |  |  |  | = | 4
| M.S Bath |  |  | 1 | x | 2 | x | 2 |  |  |  |  | = | 4
| D.M.S Bath |  |  | 1 | x | 2 | x | 2 |  |  |  |  | = | 4
| Partition in b/w Open sky |  |  | 3 | x | 4 | x | 20 | x | 11 |  |  | = | 2640
[12 empty] | Total | = | 8488 | Sft
8 | Supply and fixing in position aluminum channel framing hinges doors of Alcop made with 5 mm thick tined glass glazed (Belgium) and alpha (Japan) lock in/c: handles stopper etc (b) Deluxe model boronze)(S.I.No.108/83-b)
Ground Floor
| Dr. Room | 5 | x | 8 | x | 8 | [6 empty] | = | 320
| O.P.D Enterence | 2 | x | 8 | x | 8.5 | [6 empty] | = | 136
| Main Enterence | 2 | x | 8 | x | 8.5 | [6 empty] | = | 136
| Emergency Ent & Lobby | 3 | x | 8 | x | 8.5 | [6 empty] | = | 204
| Ramp Lobby | 2 | x | 8 | x | 8.5 | [6 empty] | = | 136
| Sample Collection | 1 | x | 8 | x | 8.5 | [6 empty] | = | 68
| Pathological Lab | 1 | x | 8 | x | 8.5 | [6 empty] | = | 68
First Floor
| Corridor | 1 | x | 8 | x | 11 | [6 empty] | = | 88
| Cath Lab | 1 | x | 8 | x | 8.5 | [6 empty] | = | 68
| Anesthesia | 1 | x | 8 | x | 8.5 | [6 empty] | = | 68
| Recovery | 1 | x | 8 | x | 8.5 | [6 empty] | = | 68
| New """ Corridor | 2 | x | 8 | x | 8.5 | [6 empty] | = | 136
| Stair Back & Front Lobby | 3 | x | 8 | x | 8.5 | [6 empty] | = | 204
| C.C.U | 1 | x | 8 | x | 8.5 | [6 empty] | = | 68
| Ramp Lobby | 2 | x | 8 | x | 8.5 | [6 empty] | = | 136
| Peads Ward Entrence | 2 | x | 8 | x | 8.5 | [6 empty] | = | 136
Second Floor
| Conference Room | 1 | x | 8 | x | 8.5 | [6 empty] | = | 68
| Corridor | 2 | x | 8 | x | 11 | [6 empty] | = | 176
| Female Ward | 2 | x | 8 | x | 8.5 | [6 empty] | = | 136
| Corridor | 1 | x | 8 | x | 11 | [6 empty] | = | 88
| Male Ward | 3 | x | 8 | x | 8.5 | [6 empty] | = | 204
| Ramp Lobby | 1 | x | 8 | x | 8.5 | [6 empty] | = | 68
| General Store | 2 | x | 8 | x | 8.5 | [6 empty] | = | 136
| Medician Store | 1 | x | 8 | x | 8.5 | [6 empty] | = | 68
| Staff | 3 | x | 8 | x | 8.5 | [6 empty] | = | 204
[12 empty] | Total. | = | 3188 | Sft.
( PART - B )
GARRAGE
1 | Excavation in foundation of buildings bridges & other structure in/c: dagbelling dressing refilling around structure with excavated earth watering and ramming lead upto one chain and lift upto 5' (b) in ordinary soil. (S.I.No.4/18-b)
|  | 1 | x | 27 | x | 18.5 | x | 6 |  |  |  |  | = | 2997
| Plinth Protection | 1 | x | 2 | x | 25.67 | x | 2 | x | 2.5 |  |  | = | 256.7
|  | 1 | x | 2 | x | 14 | x | 2 | x | 2.5 |  |  | = | 140
[12 empty] | Total |  | 3393.7
2 | Cement concrete brick or stone ballast 1-1/2" to 2" gauge ratio 1:4:8 (S.I.No.14/4-b).
| Under Foundation | 1 | x | 24 | x | 15.5 | x | 0.75 |  |  |  |  | = | 279
| Sub Flooring | 1 | x | 18 | x | 8 | x | 0.5 |  |  |  |  | = | 72
| Plinth Protection | 1 | x | 2 | x | 25.67 | x | 1.5 | x | 0.5 |  |  | = | 38.505
| """" | 1 | x | 2 | x | 14 | x | 1.5 | x | 0.5 |  |  | = | 21
Plinth Protection Sub Flooring |  | 1 | x | 2 | x | 25.67 | x | 2.5 | x | 0.5 |  |  | = | 64.175
| """" | 1 | x | 2 | x | 14 | x | 2.5 | x | 0.5 |  |  | = | 35
[12 empty] | Total |  | 410.505
3 | Fabrication of M.S reinforcement for cement concrete including cutting, bending, laying in position making joints and fastening including cost of binding wire (also includes removal of rust from bars (a) using of tor hars. (S.i.No.16/18-b)
Footing
| F1 M/Bar 5/8Ø | 1 | x | 6 | x | 23 | x | 7.67 | x | 1.042 |  |  | = | 1102.9153
| D/Bar 5/8Ø | 1 | x | 6 | x | 20 | x | 8.67 | x | 1.042 |  |  | = | 1084.0968
Coloumns
| M/Bar 5/8Ø | 1 | x | 6 | x | 10 | x | 10.5 | x | 1.042 |  |  | = | 656.46
| Rings 3/8Ø | 6 | x( | 20 | + | 20 | )x | 4.29 | x | 0.376 |  |  | = | 387.1296
Plinth Beam
Horizontal Beam
Grid (A-B)(1-2-3) PB-2
| Bottom Bar 5/8Ø |  |  | 3 | x | 3 | x | 19.59 | x | 1.042 |  |  | = | 183.715
| Top/Bar 5/8Ø |  |  | 3 | x | 2 | x | 19.59 | x | 1.042 |  |  | = | 122.4767
| Rings 3/8Ø |  |  | 3 | x | 25 | x | 4.83 | x | 0.376 |  |  | = | 136.206
Vertical Beam
Grid (A1-A3)(B1-B3) PB-1
| Bottom Bar 3/4Ø |  |  | 2 | x | 3 | x | 10.58 | x | 1.042 |  |  | = | 66.1462
| Top/Bar 5/8Ø |  |  | 2 | x | 2 | x | 10.58 | x | 1.042 |  |  | = | 44.0974
| Rings 3/8Ø |  |  | 2 | x | 50 | x | 4.83 | x | 0.376 |  |  | = | 181.608
Super Structure Coloumns
| C1 5/8Ø |  |  | 6 | x | 10 | x | 14 | x | 1.042 |  |  | = | 875.28
| Rings 3/8Ø | 6 | x( | 34 | + | 34 | )x | 4 | x | 0.376 |  |  | = | 613.632
Slab
Horizontal Beam
Grid (A1-C1)(A2-C2) FB-1
| Bottom Bar 5/8Ø |  |  | 2 | x | 4 | x | 19.59 | x | 1.042 |  |  | = | 163.3022
| Top/Bar 5/8Ø |  |  | 2 | x | 2 | x | 19.59 | x | 1.042 |  |  | = | 81.6511
| Rings 3/8Ø |  |  | 2 | x | 31 | x | 4.83 | x | 0.376 |  |  | = | 112.597
Vertical Beam
(A1-A2)(C1-C2)
| Bottom Bar 5/8Ø |  |  | 2 | x | 4 | x | 10.58 | x | 1.042 |  |  | = | 88.1949
| Top/Bar 5/8Ø |  |  | 2 | x | 2 | x | 10.58 | x | 1.042 |  |  | = | 44.0974
| Rings 3/8Ø |  |  | 2 | x | 21 | x | 4.83 | x | 0.376 |  |  | = | 76.2754
Slab
| M/Bar 1/2Ø |  |  | 1 | x | 47 | x | 12.83 | x | 0.667 |  |  | = | 402.2077
| D/Bar 1/2Ø |  |  | 1 | x | 21 | x | 21.67 | x | 0.667 |  |  | = | 303.5317
| Top/Extra/Bar 1/2Ø |  |  | 2 | x | 47 | x | 5 | x | 0.667 |  |  | = | 313.49
| Top/D/Bar 1/2Ø |  |  | 2 | x | 9 | x | 21.83 | x | 0.667 |  |  | = | 262.091
| Top/Extra/Bar 1/2Ø |  |  | 2 | x | 26 | x | 8 | x | 0.667 |  |  | = | 277.472
| Top/D/Bar 1/2Ø |  |  | 2 | x | 13 | x | 13 | x | 0.667 |  |  | = | 225.446
| Chair 1/2Ø |  |  | 1 | x | 60 | x | 3.5 | x | 0.667 |  |  | = | 140.07
[12 empty] | Total Cwt |  | 7944.1894
| Convert Into Cwt |  |  | 7944.1894 |  |  | ÷ | 112 |  |  |  | Cwt | = | 70.9303
4 | R.C.C work including all labour and materials except the cost of steel reinforcement and its labour for bending and binding which will be paid separately. This Rate also include all kinds of forms: lifting shuttering curing rendering and finishing the exposed surface (i/c screening & washing of shingle). R.C. work in roof, slab, beams cols, rafts, lintels and other structural all respect ratio 1:2:4 (90-lbs) cement 2-cft sand 4-cft shingle 1/8" to 1/4" gauge (S.I.No.15/6-a-i)
| Footing | 1 | x | 6 | x | 7 | x | 6 | x | 1.75 |  |  | = | 441
| Short Coloumn C1 | 1 | x | 6 | x | 2 | x | 0.67 | x | 5.5 |  |  | = | 44.22
Plinth Beam
Grid(A-B)(1-2-3)
| PB |  |  | 2 | x | 9 | x | 0.67 | x | 2 |  |  | = | 24.12
Grid (A1-A3)(B1-B2)
| PB |  |  | 2 | x | 19.67 | x | 0.67 | x | 2 |  |  | = | 52.7156
Super Coloumn
| C1 |  |  | 6 | x | 2 | x | 0.67 | x | 8.75 |  |  | = | 70.35
Slab Beam
| Grid (A-B)(1-2-3) |  |  | 2 | x | 9 | x | 0.67 | x | 2.5 |  |  | = | 30.15
| Grid (A1-A3)(B1-B3) |  |  | 2 | x | 19.67 | x | 0.67 | x | 2.5 |  |  | = | 65.8945
| Slab |  |  | 1 | x | 22 | x | 13 | x | 0.5 |  |  | = | 143
[12 empty] | Total |  | 871.4501
a | R.C.C 1 : 2 : 4 | [10 empty] | Total |  | 756.88
b | R.C.C 1 : 1½ : 3 | [10 empty] | Total |  | 114.57
5 | Erection and removal of centering for RCC or plain cement concrete works of deodar wood (2nd class for partal wood vertical. (S.I.No.17/19-b-ii)
| Grid (A-B)(1-2) |  |  | 2 | x | 2 | x | 6.67 | x | 5.5 |  |  | = | 146.74
| Grid (A1-A3)(B1-B2) |  |  | 2 | x | 2 | x | 14.83 | x | 5.5 |  |  | = | 326.26
[12 empty] | Total |  | 473
6 | Cement concrete plain including placing compacting finishing and curing complete (including screening and washing of stone aggregate without shuttering ratio (h) 1:3:6. (S.I.No.15/5-h)
| Grid (A-B)(1-2) | 1 | x | 2 | x | 6.67 | x | 0.83 | x | 5.5 |  |  | = | 60.8971
| Grid (A1-A3)(B1-B2) | 1 | x | 2 | x | 14.83 | x | 0.83 | x | 5.5 |  |  | = | 135.3979
[12 empty] | Total |  | 196.295
7 | Filling watering and ramming earth under floor with surplus earth excavated from out side lead upto one chain and lift upto 5. (S.I.4/21).
|  |  |  | 1 | x | 28 | x | 19 | x | 6 |  |  | = | 3192
[12 empty] | Total |  | 3192
8 | Filling watering and ramming earth under floor with new earth excavated from out side lead upto one chain and lift upto 5.( Extra Lead Upto 30 Miles) (S.I.4/22).
|  |  |  | 1 | x | 18 | x | 9 | x | 2 |  |  | = | 324
[12 empty] | Total |  | 324
9 | Providing and laying 1:3:6 cement concrete solid block masonry set in 1:6 cement mortar in ground floor superstructure in/c: raking out joints and curing etc complete. (S.I.No.18/23).
|  | 1 | x | 2 | x | 18 | x | 0.5 | x | 10.25 |  |  | = | 184.5
|  | 1 | x | 2 | x | 20 | x | 0.5 | x | 10.25 |  |  | = | 205
| Plinth Protection | 1 | x | 2 | x | 25.67 | x | 0.5 | x | 3.5 |  |  | = | 89.845
|  | 1 | x | 2 | x | 14 | x | 0.5 | x | 3.5 |  |  | = | 49
| Front Ramp | 2 | x | 6 | x | 1 | x | 0.5 | x | 3 |  |  | = | 18
[12 empty] | (A) |  | 546.345
Deduction
| D |  |  | 1 | x | 6 | x | 7 |  |  |  |  | = | 42
| W |  |  | 1 | x | 6 | x | 4 |  |  |  |  | = | 24
| C1 | 1 | x | 6 | x | 2 | x | 0.5 | x | 10.25 |  |  | = | 61.5
[12 empty] | (B) |  | 127.5
| Net Qty (A-B) | 546.345 |  |  | - |  |  | 127.5 |  |  |  | Total |  | 418.845
10 | Cement Plaster (1:4) upto 12' height 3/4" thick. (S.I.No.51/11-C) .
Internal Plaster
| Long Wall |  |  | 1 | x | 2 | x | 18 | x | 11 |  |  | = | 396
| Short Wall |  |  | 1 | x | 2 | x | 9 | x | 11 |  |  | = | 198
| Ceiling |  |  | 1 | x | 1 | x | 18 | x | 9 |  |  | = | 162
| Beam |  |  | 1 | x | 2 | x | 9 | x | 2.5 |  |  | = | 45
External Plaster
| Long Wall |  |  | 1 | x | 2 | x | 19.67 | x | 11 |  |  | = | 432.74
| "" |  |  | 1 | x | 2 | x | 23.67 | x | 11 |  |  | = | 520.74
| Short Wall |  |  | 1 | x | 2 | x | 14.67 | x | 9 |  |  | = | 264.06
| "" |  |  | 1 | x | 2 | x | 14.67 | x | 2.5 |  |  | = | 73.35
| Perapet Wall |  |  | 1 | x | 2 | x | 22.67 | x | 2.5 |  |  | = | 113.35
| "" |  |  | 1 | x | 2 | x | 13.67 | x | 2.5 |  |  | = | 68.35
[12 empty] | Total |  | 2273.59
11 | P/S Special type heaving iron gate with 2” x 2’ x 3/8” size angle iron & date by date i/c 11/2" x 11/2" latha on both sides i/c cost of errection of gates etc complete in all respect. (R.A)
| D |  |  | 1 | x | 8 | x | 9 |  |  |  |  | = | 72
[12 empty] | Total |  | 72
12 | Supply and fixing in position aluminum channel framing for sliding window ventilators of alcop made with 5 mm thick thinned glass glazed (Belgium) and aluminum fly screen in'/c: handles stopper and locking arragement etc complete. (Deluxe model boronze)(S.I.No.107/84-b).
| W |  |  | 1 | x | 6 | x | 2 |  |  |  |  | = | 12
[12 empty] | Total |  | 12
13 | P/L 1" thick c.c. topping 1:2:4 in/c: surface finishing and dividing into panels 2" thick (S.I Nop.16-c/P-46)
Plinth Protection Sub Flooring |  |  |  | 1 | x | 2 | x | 25.67 | x | 3 | x | 0.25 | = | 38.505
| """" |  |  | 1 | x | 2 | x | 14 | x | 3 | x | 0.25 | = | 21
[12 empty] | Total |  | 59.505
14 | Cement concrete plain including placing compacting finishing and curing complete (including screening and washing of stone aggregate without shuttering ratio (h) 1:3:6. (S.I.No.15/5-h)
| Garage Floor |  |  | 1 | x | 18 | x | 9 | x | 0.33 |  |  | = | 53.46
[12 empty] | Total |  | 53.46
15 | White Washing in 3 Coats (SI. No 26 (b) /P.54)
Internal Side
| Ceiling |  |  | 1 | x | 1 | x | 18 | x | 9 |  |  | = | 162
| Beam |  |  | 1 | x | 2 | x | 9 | x | 2.5 |  |  | = | 45
| Long Wall |  |  | 1 | x | 2 | x | 18 | x | 11 |  |  | = | 396
| Short Wall |  |  | 1 | x | 2 | x | 9 | x | 11 |  |  | = | 198
External Side
| Long Wall |  |  | 1 | x | 2 | x | 19.67 | x | 11 |  |  | = | 432.74
| "" |  |  | 1 | x | 2 | x | 23.67 | x | 11 |  |  | = | 520.74
| Short Wall |  |  | 1 | x | 2 | x | 14.67 | x | 9 |  |  | = | 264.06
| "" |  |  | 1 | x | 2 | x | 14.67 | x | 2.5 |  |  | = | 73.35
| Perapet Wall |  |  | 1 | x | 2 | x | 22.67 | x | 2.5 |  |  | = | 113.35
| "" |  |  | 1 | x | 2 | x | 13.67 | x | 2.5 |  |  | = | 68.35
[12 empty] | Total |  | 2273.59
( PART - C )
GENARATOR ROOM
1 | Excavation in foundation of buildings bridges & other structure in/c: dagbelling dressing refilling around structure with excavated earth watering and ramming lead upto one chain and lift upto 5' (b) in ordinary soil. (S.I.No.4/18-b)
| Under Foundation |  |  | 1 | x | 30 | x | 27.67 | x | 6 |  |  | = | 4980.6
| Plinth Protection |  |  | 2 | x | 25 | x | 2 | x | 2.5 |  |  |  | 250
| "" |  |  | 2 | x | 22 | x | 2 | x | 2.5 |  |  |  | 220
[12 empty] | Total |  | 5450.6
2 | Cement concrete brick or stone ballast 1-1/2" to 2" gauge ratio 1:4:8 (S.I.No.14/4-b)
|  |  |  | 1 | x | 27 | x | 24.67 | x | 0.75 |  |  | = | 499.5675
| Plinth Protection |  |  | 2 | x | 25 | x | 1.5 | x | 0.5 |  |  |  | 37.5
| "" |  |  | 2 | x | 22 | x | 1.5 | x | 0.5 |  |  |  | 33
| Sub Flooring |  |  | 2 | x | 25 | x | 2.5 | x | 0.5 |  |  |  | 62.5
| "" |  |  | 2 | x | 22 | x | 2.5 | x | 0.5 |  |  |  | 55
[12 empty] | Total |  | 687.5675
3 | Erection and removal of centering for RCC or plain cement concrete works of deodar wood (2nd class for partal wood vertical. (S.I.No.17/19-b-ii)
|  |  |  | 2 | x | 2 | x | 21 | x | 5.5 |  |  | = | 462
|  |  |  | 2 | x | 2 | x | 19 | x | 5.5 |  |  | = | 418
[12 empty] | Total |  | 880
4 | Cement concrete plain including placing compacting finishing and curing complete (including screening and washing of stone aggregate without shuttering ratio (h) 1:3:6. (S.I.No.15/5-h)
|  |  |  | 2 | x | 21 | x | 0.67 | x | 5.5 |  |  | = | 154.77
|  |  |  | 2 | x | 19 | x | 0.67 | x | 5.5 |  |  | = | 140.03
[12 empty] | Total |  | 294.8
5 | Filling watering and ramming earth under floor with surplus earth excavated from out side lead upto one chain and lift upto 5. (S.I.4/21).
|  |  |  | 1 | x | 27 | x | 25 | x | 6 |  |  | = | 4050
[12 empty] | Total |  | 4050
6 | Filling watering and ramming earth under floor with new earth excavated from out side lead upto one chain and lift upto 5.( Extra Lead Upto 30 Miles) (S.I.4/22).
|  |  |  | 1 | x | 27 | x | 25 | x | 2 |  |  | = | 1350
[12 empty] | Total |  | 1350
7 | Fabrication of M.S reinforcement for cement concrete including cutting, bending, laying in position making joints and fastening including cost of binding wire (also includes removal of rust from bars (a) using of tor hars. (S.i.No.16/18-b)
Footing
| M/Bar 5/8Ø | 1 | x | 8 | x | 23 | x | 7.67 | x | 1.042 |  |  | = | 1470.5538
| D/Bar 5/8Ø | 1 | x | 8 | x | 20 | x | 8.67 | x | 1.042 |  |  | = | 1445.4624
| Coloumns 5/8Ø | 1 | x | 8 | x | 6 | x | 12.25 | x | 1.042 |  |  | = | 612.696
| """""""" 3/4Ø | 1 | x | 8 | x | 4 | x | 12.25 | x | 1.502 |  |  | = | 588.784
| Rings 3/8Ø | 1 | x | 8 | x | 26 | x | 5.16 | x | 0.376 |  |  | = | 403.5533
Plinth Beam
Horizontal Beam
Grid (A1- C1)(A3-C3)
| Bottom Bar 5/8Ø |  |  | 1 | x | 2 | x | 3 | x | 21 | x | 1.042 | = | 131.292
| Top/Bar 5/8Ø |  |  | 1 | x | 2 | x | 2 | x | 21 | x | 1.042 | = | 87.528
| Rings 3/8Ø |  |  | 1 | x | 2 | x | 38 | x | 4.83 | x | 0.376 | = | 138.0221
Grid (A2 -C2)
| Bottom Bar 5/8Ø |  |  | 1 | x | 4 | x | 21 | x | 1.042 |  |  | = | 87.528
| Top/Bar 5/8Ø |  |  | 1 | x | 2 | x | 21 | x | 1.042 |  |  | = | 43.764
| Rings 3/8Ø |  |  | 1 | x | 38 | x | 5.16 | x | 0.376 |  |  | = | 73.7261
Vertical Beam
Grid (A1-A2)(C1-C2)
| Bottom Bar 5/8Ø |  |  | 1 | x | 2 | x | 3 | x | 23 | x | 1.042 | = | 143.796
| Top/Bar 5/8Ø |  |  | 1 | x | 2 | x | 2 | x | 23 | x | 1.042 | = | 95.864
| Rings 3/8Ø |  |  | 1 | x | 2 | x | 35 | x | 4.83 | x | 0.376 | = | 127.1256
Super Coloumns
| C1 3/4Ø |  |  | 1 | x | 8 | x | 4 | x | 14.5 | x | 1.502 | = | 696.928
| "" 5/8Ø |  |  | 1 | x | 8 | x | 6 | x | 14.5 | x | 1.042 | = | 725.232
| Rings 3/8Ø |  |  | 1 | x | 8 | x | 42 | x | 4.83 | x | 0.376 | = | 610.2029
Slab
Horizontal Beam
Grid (A1-C1)(A3-C3)
| Bottom Bar 5/8Ø |  |  | 1 | x | 2 | x | 4 | x | 20.83 | x | 1.042 | = | 173.6389
| Top/Bar 5/8Ø |  |  | 1 | x | 2 | x | 2 | x | 20.83 | x | 1.042 | = | 86.8194
| Rings 3/8Ø |  |  | 1 | x | 2 | x | 38 | x | 4.83 | x | 0.376 | = | 138.0221
Grid (A2 -C2)
| Bottom Bar 5/8Ø |  |  | 1 | x | 6 | x | 20.83 | x | 1.042 |  |  | = | 130.2292
| Top/Bar 5/8Ø |  |  | 1 | x | 2 | x | 20.83 | x | 1.042 |  |  | = | 43.4097
| Rings 3/8Ø |  |  | 1 | x | 38 | x | 4.83 | x | 0.376 |  |  | = | 69.011
Vertical Beam
Grid (A1-A2)(C1-C2)
| Bottom Bar 5/84Ø |  |  | 1 | x | 2 | x | 4 | x | 22.67 | x | 1.042 | = | 188.9771
| Top/Bar 5/8Ø |  |  | 1 | x | 2 | x | 2 | x | 22.67 | x | 1.042 | = | 94.4886
| Rings 3/8Ø |  |  | 1 | x | 2 | x | 35 | x | 5.16 | x | 0.376 | = | 135.8112
Slab
| M/Bar 1/2Ø |  |  | 1 | x | 2 | x | 46 | x | 14.67 | x | 0.667 | = | 900.2099
| D/Bar 1/2Ø |  |  | 1 | x | 2 | x | 21 | x | 23 | x | 0.667 | = | 644.322
| Extra/M/Bar 1/2Ø |  |  | 1 | x | 2 | x | 46 | x | 5.75 | x | 0.667 | = | 352.843
| Extra/D/Bar 1/2Ø |  |  | 1 | x | 2 | x | 10 | x | 20.33 | x | 0.667 | = | 271.2022
| Extra/M/Bar 1/2Ø |  |  | 1 | x | 2 | x | 50 | x | 5.38 | x | 0.667 | = | 358.846
| Extra/D/Bar 1/2Ø |  |  | 1 | x | 2 | x | 10 | x | 24 | x | 0.667 | = | 320.16
| Chair 1/2Ø |  |  | 1 | x | 2 | x | 36 | x | 3.5 | x | 0.667 | = | 168.084
| Top/Extra/M/Bar 1/2Ø |  |  |  |  | 1 | x | 46 | x | 5.08 | x | 0.667 | = | 155.8646
| Top/Extra/D/Bar 1/2Ø |  |  |  |  | 1 | x | 9 | x | 20 | x | 0.667 | = | 120.06
11713.9969
| Convert In Cwt |  | 11713.9969 |  |  | ÷ |  | 112 |  |  | Total Cwt |  | = | 104.5893
8 | R.C.C work including all labour and materials except the cost of steel reinforcement and its labour for bending and binding which will be paid separately. This Rate also include all kinds of forms: lifting shuttering curing rendering and finishing the exposed surface (i/c screening & washing of shingle). R.C. work in roof, slab, beams cols, rafts, lintels and other structural all respect ratio 1:2:4 (90-lbs) cement 2-cft sand 4-cft shingle 1/8" to 1/4" gauge (S.I.No.15/6-a-i)
| Footing |  |  | 1 | x | 8 | x | 7 | x | 6 | x | 1.75 | = | 588
| Short Coloumn C1 |  |  | 1 | x | 8 | x | 2 | x | 0.67 | x | 6.25 | = | 67
Plinth Beam
Horizontal Beam
Grid(A1-C1)(A3-C3)
| PB |  |  | 1 | x | 2 | x | 19 | x | 0.67 | x | 2 | = | 50.92
| Grid (A2-C2) |  |  |  |  | 1 | x | 19 |  | 0.67 | x | 2 | = | 25.46
Vertical Beam
Grid (A1-A2)(C1-C2)
| PB |  |  | 1 | x | 2 | x | 21 | x | 0.67 | x | 2 | = | 56.28
Super Coloumn
| C1 |  |  | 1 | x | 8 | x | 2 | x | 0.67 | x | 8.75 | = | 93.8
Slab (Horizontal Beam)
| Grid (A1-C1)(A3-C3) FB |  |  | 1 | x | 2 | x | 19 | x | 0.67 | x | 2.5 | = | 63.65
| Grid (A1-2-C2) |  |  | 1 | x | 1 | x | 19 | x | 1 | x | 2 | = | 38
Vertical Beam
| Grid (A1-A2)(C1-C2) |  |  | 1 | x | 2 | x | 21 | x | 0.67 | x | 2.5 | = | 70.35
| Slab |  |  | 1 | x | 25 | x | 23 | x | 0.5 |  |  | = | 287.5
1340.96
a | R.C.C 1 : 2 : 4 | [10 empty] | Total |  | 1180.16
b | R.C.C 1 : 1½ : 3 | [10 empty] | Total |  | 160.8
9 | Providing and laying 1:3:6 cement concrete solid block masonry set in 1:6 cement mortar in ground floor superstructure in/c: raking out joints and curing etc complete. (S.I.No.18/23).
|  | 1 | x | 2 | x | 18 | x | 0.5 | x | 10.25 |  |  | = | 184.5
|  | 1 | x | 2 | x | 20 | x | 0.5 | x | 10.25 |  |  | = | 205
[12 empty] | (A) |  | 389.5
Deduction
| D |  |  | 1 | x | 6 | x | 7 |  |  |  |  | = | 42
| W |  |  | 1 | x | 6 | x | 4 |  |  |  |  | = | 24
| C1 | 1 | x | 6 | x | 2 | x | 0.5 | x | 10.25 |  |  | = | 61.5
[12 empty] | (B) |  | 127.5
| Net Qty (A-B) | 389.5 |  |  | - |  |  | 127.5 |  |  |  | Total |  | 262
10 | Cement Plaster (1:4) upto 12' height 3/4" thick. (S.I.No.51/11-C) .
Internal
|  |  |  | 1 | x | 2 | x | 18 | x | 13 |  |  | = | 468
|  |  |  | 1 | x | 2 | x | 20 | x | 13 |  |  | = | 520
External
|  |  |  | 1 | x | 2 | x | 18 | x | 13.5 |  |  | = | 486
|  |  |  | 1 | x | 2 | x | 21 | x | 13.5 |  |  | = | 567
| Slab (Internal) |  |  |  |  | 1 | x | 21 | x | 18 |  |  | = | 378
[12 empty] | (A) |  | 2419
Deduction
| D |  |  | 1 | x | 6 | x | 7 |  |  |  |  | = | 42
| W |  |  | 1 | x | 6 | x | 4 |  |  |  |  | = | 24
[12 empty] | (B) |  | 66
| Net Qty (A-B) | 2419 |  |  |  | (-) |  | 66 |  |  |  | Total |  | 2353
11 | P/L 1" thick c.c. topping 1:2:4 in/c: surface finishing and dividing into panels 2" thick (S.I Nop.16-c/P-46)
| Sub Flooring |  |  | 2 | x | 25 | x | 3 | [5 empty] | 150
| "" |  |  | 2 | x | 22 | x | 3 | [5 empty] | 132
|  |  |  | 1 | x | 25 | x | 23 | [5 empty] | 575
[12 empty] | Total |  | 857
12 | Two coats of bituman laid using 34 lbs for % sft over roof & blinded with one cft per % sft. (S.No.13/P-35)
| Sub Flooring |  |  | 2 | x | 25 | x | 3 | [5 empty] | 150
| "" |  |  | 2 | x | 22 | x | 3 | [5 empty] | 132
|  |  |  | 1 | x | 25 | x | 23 | [5 empty] | 575
[12 empty] | Total |  | 857
13 | Extra Labour for each story above ground floor for mosaic conglate or tile stone and wooden floor. (S.I)
| Sub Flooring |  |  | 2 | x | 25 | x | 3 | [5 empty] | 150
| "" |  |  | 2 | x | 22 | x | 3 | [5 empty] | 132
|  |  |  | 1 | x | 25 | x | 23 | [5 empty] | 575
[12 empty] | Total |  | 857
14 | White Washing in 3 Coats (SI. No 26 (b) /P.54)
Internal
|  |  |  | 1 | x | 2 | x | 18 | x | 13 |  |  | = | 468
|  |  |  | 1 | x | 2 | x | 20 | x | 13 |  |  | = | 520
| Slab (Internal) |  |  |  |  | 1 | x | 21 | x | 18 |  |  | = | 378
[12 empty] | (i) |  | 1366
Deduction
| D |  |  | 1 | x | 6 | x | 7 |  |  |  |  | = | 42
| W |  |  | 1 | x | 6 | x | 4 |  |  |  |  | = | 24
[12 empty] | (ii) |  | 66
| Net Qty (i-ii) | 1366 |  |  |  | (-) |  | 66 |  |  |  | Total A |  | 1300
External
|  |  |  | 1 | x | 2 | x | 18 | x | 13.5 |  |  | = | 486
|  |  |  | 1 | x | 2 | x | 21 | x | 13.5 |  |  | = | 567
[12 empty] | (i) |  | 1053
Deduction
| D |  |  | 1 | x | 6 | x | 7 |  |  |  |  | = | 42
| W |  |  | 1 | x | 6 | x | 4 |  |  |  |  | = | 24
[12 empty] | (ii) |  | 66
| Net Qty (i-ii) | 1053 |  |  |  | (-) |  | 66 |  |  | Total (B) |  |  | 987
| Total Qty is (A+B) |  |  | 1300 |  | (+) |  | 987 |  |  | G. Total |  |  | 2287
( PART - D )
K.E.S.C Sub Station
1 | Excavation in foundation of buildings bridges & other structure in/c: dagbelling dressing refilling around structure with excavated earth watering and ramming lead upto one chain and lift upto 5' (b) in ordinary soil. (S.I.No.4/18-b)
| Under Foundation |  |  | 1 | x | 35 | x | 29.34 | x | 6 |  |  | = | 6161.4
| Plinth Protection |  |  | 2 | x | 25 | x | 2 | x | 2.5 |  |  |  | 250
| "" |  |  | 2 | x | 22 | x | 2 | x | 2.5 |  |  |  | 220
[12 empty] | Total |  | 6631.4
2 | Cement concrete brick or stone ballast 1-1/2" to 2" gauge ratio 1:4:8 (S.I.No.14/4-b)
|  |  |  | 1 | x | 32 | x | 26.34 | x | 0.75 |  |  | = | 632.16
| Plinth Protection |  |  | 2 | x | 25 | x | 1.5 | x | 0.5 |  |  |  | 37.5
| "" |  |  | 2 | x | 22 | x | 1.5 | x | 0.5 |  |  |  | 33
| Sub Flooring |  |  | 2 | x | 25 | x | 2.5 | x | 0.5 |  |  |  | 62.5
| "" |  |  | 2 | x | 22 | x | 2.5 | x | 0.5 |  |  |  | 55
[12 empty] | Total |  | 820.16
3 | Erection and removal of centering for RCC or plain cement concrete works of deodar wood (2nd class for partal wood vertical. (S.I.No.17/19-b-ii)
|  |  |  | 2 | x | 2 | x | 20 | x | 5.5 |  |  | = | 440
|  |  |  | 2 | x | 3 | x | 16.67 | x | 5.5 |  |  | = | 550.11
[12 empty] | Total |  | 990.11
4 | Cement concrete plain including placing compacting finishing and curing complete (including screening and washing of stone aggregate without shuttering ratio (h) 1:3:6. (S.I.No.15/5-h)
|  |  |  | 2 | x | 20 | x | 0.67 | x | 5.5 |  |  | = | 147.4
|  |  |  | 2 | x | 16.67 | x | 0.67 | x | 5.5 |  |  | = | 122.8579
[12 empty] | Total |  | 270.2579
5 | Filling watering and ramming earth under floor with surplus earth excavated from out side lead upto one chain and lift upto 5. (S.I.4/21).
|  |  |  | 1 | x | 32 | x | 26.34 | x | 6 |  |  | = | 5057.28
[12 empty] | Total |  | 5057.28
6 | Filling watering and ramming earth under floor with new earth excavated from out side lead upto one chain and lift upto 5.( Extra Lead Upto 30 Miles) (S.I.4/22).
|  |  |  | 1 | x | 32 | x | 26.34 | x | 2 |  |  | = | 1685.76
[12 empty] | Total |  | 1685.76
7 | Fabrication of M.S reinforcement for cement concrete including cutting, bending, laying in position making joints and fastening including cost of binding wire (also includes removal of rust from bars (a) using of tor hars. (S.i.No.16/18-b)
Footing
| M/Bar 5/8Ø |  |  | 1 | x | 8 | x | 23 | x | 7.67 | x | 1.042 | = | 1470.5538
| D/Bar 5/8Ø |  |  | 1 | x | 8 | x | 20 | x | 8.67 | x | 1.042 | = | 1445.4624
| Coloumns 5/8Ø |  |  | 1 | x | 8 | x | 6 | x | 12.25 | x | 1.042 | = | 612.696
| """" 3/4Ø |  |  | 1 | x | 8 | x | 4 | x | 12.25 | x | 1.502 | = | 588.784
| Rings 3/8Ø |  |  | 1 | x | 8 | x | 26 | x | 5.16 | x | 0.376 | = | 403.5533
Plinth Beam
Horizontal Beam
Grid (A1- C1)(A3-C3)
| Bottom Bar 5/8Ø |  |  | 1 | x | 2 | x | 3 | x | 27.59 | x | 1.042 | = | 172.4927
| Top/Bar 5/8Ø |  |  | 1 | x | 2 | x | 2 | x | 27.59 | x | 1.042 | = | 114.9951
| Rings 3/8Ø |  |  | 1 | x | 2 | x | 38 | x | 4.83 | x | 0.376 | = | 138.0221
Vertical Beam
Grid (A1-A2)(C1-C2)
| Bottom Bar 5/8Ø |  |  | 1 | x | 2 | x | 3 | x | 21.59 | x | 1.042 | = | 134.9807
| Top/Bar 5/8Ø |  |  | 1 | x | 2 | x | 2 | x | 21.59 | x | 1.042 | = | 89.9871
| Rings 3/8Ø |  |  | 1 | x | 2 | x | 35 | x | 4.83 | x | 0.376 | = | 127.1256
Grid (B1-B2)
| Bottom Bar 5/8Ø |  |  |  |  | 1 | x | 4 | x | 21.59 | x | 1.042 | = | 89.9871
| Top/Bar 5/8Ø |  |  |  |  | 1 | x | 2 | x | 21.59 | x | 1.042 | = | 44.9936
| Rings 3/8Ø |  |  |  |  | 1 | x | 35 | x | 4.83 | x | 0.376 | = | 63.5628
Super Coloumns
| C1 3/4Ø |  |  | 1 | x | 8 | x | 4 | x | 14.5 | x | 1.502 | = | 696.928
| C1 5/8Ø |  |  | 1 | x | 8 | x | 6 | x | 14.5 | x | 1.042 | = | 725.232
| Rings 3/8Ø |  |  | 1 | x | 8 | x | 42 | x | 5.16 | x | 0.376 | = | 651.8938
Slab
Horizontal Beam
Grid (A1-C1)(A3-C3)
| Bottom Bar 5/8Ø |  |  | 1 | x | 2 | x | 4 | x | 27.58 | x | 1.042 | = | 229.9069
| Top/Bar 5/8Ø |  |  | 1 | x | 2 | x | 2 | x | 27.58 | x | 1.042 | = | 114.9534
| Rings 3/8Ø |  |  | 1 | x | 2 | x | 38 | x | 5.16 | x | 0.376 | = | 147.4522
Vertical Beam
Grid (A1-A2)(C1-C2)
| Bottom Bar 5/8Ø |  |  | 1 | x | 2 | x | 4 | x | 21.58 | x | 1.042 | = | 179.8909
| Top/Bar 5/8Ø |  |  | 1 | x | 2 | x | 2 | x | 21.58 | x | 1.042 | = | 89.9454
| Rings 3/8Ø |  |  | 1 | x | 2 | x | 35 | x | 5.16 | x | 0.376 | = | 135.8112
Grid (B1-B2)
| Bottom Bar 5/8Ø |  |  |  |  | 1 | x | 6 | x | 21.58 | x | 1.042 | = | 134.9182
| Top/Bar 5/8Ø |  |  |  |  | 1 | x | 3 | x | 21.58 | x | 1.042 | = | 67.4591
| Rings 3/8Ø |  |  |  |  | 1 | x | 35 | x | 4.83 | x | 0.376 | = | 63.5628
Slab
| M/Bar 1/2Ø |  |  |  |  | 1 | x | 40 | x | 22 | x | 0.667 | = | 586.96
| D/Bar 1/2Ø |  |  |  |  | 1 | x | 36 | x | 24 | x | 0.667 | = | 576.288
| Extra/M/Bar 1/2Ø |  |  | 1 | x | 2 | x | 36 | x | 8 | x | 0.667 | = | 384.192
| """" |  |  | 1 | x | 1 | x | 36 | x | 12 | x | 0.667 | = | 288.144
| Extra/D/Bar 3/8Ø |  |  | 1 | x | 2 | x | 16 | x | 22 | x | 0.376 | = | 264.704
| """" |  |  | 1 | x | 1 | x | 24 | x | 22 | x | 0.376 | = | 198.528
| Chair 1/2Ø |  |  | 1 | x | 2 | x | 6 | x | 3.5 | x | 0.667 | = | 28.014
| """" |  |  | 1 | x | 1 | x | 12 | x | 3.5 | x | 0.667 | = | 28.014
11089.994
| Convert In Cwt |  | 11089.994 |  |  | ÷ |  | 112 |  |  | Total Cwt |  | = | 99.0178
8 | R.C.C work including all labour and materials except the cost of steel reinforcement and its labour for bending and binding which will be paid separately. This Rate also include all kinds of forms: lifting shuttering curing rendering and finishing the exposed surface (i/c screening & washing of shingle). R.C. work in roof, slab, beams cols, rafts, lintels and other structural all respect ratio 1:2:4 (90-lbs) cement 2-cft sand 4-cft shingle 1/8" to 1/4" gauge (S.I.No.15/6-a-i)
| Footing |  |  | 1 | x | 8 | x | 7 | x | 6 | x | 1.75 | = | 588
| Coloumn C1 |  |  | 1 | x | 8 | x | 2 | x | 0.67 | x | 6.25 | = | 67
Plinth Beam
Horizontal Beam
Grid(A1-C1)(A2-C2)
| PB |  |  | 1 | x | 2 | x | 26 | x | 0.67 | x | 2 | = | 69.68
Vertical Beam
Grid (A1-A2)(B1-B2)(C1-C2)
| PB |  |  | 1 | x | 3 | x | 20 | x | 0.67 | x | 2 | = | 80.4
Super Coloumn
| C1 |  |  | 1 | x | 8 | x | 2 | x | 0.67 | x | 10 | = | 107.2
Slab (Horizontal Beam)
| Grid (A1-C1)(A2-C2) FB |  |  | 1 | x | 2 | x | 26 | x | 0.67 | x | 2.5 | = | 87.1
Vertical Beam
| Grid (A1-A2)(C1-C2) |  |  | 1 | x | 2 | x | 2.5 | x | 0.67 | x | 19.34 | = | 64.789
| Grid (B1-B2) |  |  | 1 | x | 1 | x | 2 | x | 1 | x | 19.34 | = | 38.68
| Slab |  |  | 1 | x | 30 | x | 24 | x | 0.5 |  |  | = | 360
1462.849
a | R.C.C 1 : 2 : 4 | [10 empty] | Total |  | 1300.45
b | R.C.C 1 : 1½ : 3 | [10 empty] | Total |  | 161.85
9 | Providing and laying 1:3:6 cement concrete solid block masonry set in 1:6 cement mortar in ground floor superstructure in/c: raking out joints and curing etc complete. (S.I.No.18/23).
|  | 1 | x | 2 | x | 18 | x | 0.5 | x | 10.25 |  |  | = | 184.5
|  | 1 | x | 2 | x | 20 | x | 0.5 | x | 10.25 |  |  | = | 205
| Deduction | [10 empty] | (A) |  | 389.5
| D |  |  | 1 | x | 6 | x | 7 |  |  |  |  | = | 42
| W |  |  | 1 | x | 6 | x | 4 |  |  |  |  | = | 24
| C1 | 1 | x | 6 | x | 2 | x | 0.5 | x | 10.25 |  |  | = | 61.5
[12 empty] | (B) |  | 127.5
| Net Qty (A-B) | 389.5 |  |  | - |  |  | 127.5 |  |  |  | Total |  | 262
10 | Cement Plaster (1:4) upto 20' height 3/4" thick. (S.I.No.51/11-C) .
Internal
|  |  |  | 1 | x | 2 | x | 18 | x | 13 |  |  | = | 468
|  |  |  | 1 | x | 2 | x | 20 | x | 13 |  |  | = | 520
External
|  |  |  | 1 | x | 2 | x | 18 | x | 13.5 |  |  | = | 486
|  |  |  | 1 | x | 2 | x | 21 | x | 13.5 |  |  | = | 567
| Slab (Internal) |  |  |  |  | 1 | x | 21 | x | 18 |  |  | = | 378
[12 empty] | (A) |  | 2419
Deduction
| D |  |  | 1 | x | 6 | x | 7 |  |  |  |  | = | 42
| W |  |  | 1 | x | 6 | x | 4 |  |  |  |  | = | 24
[12 empty] | (B) |  | 66
| Net Qty (A-B) | 2419 |  |  |  | (-) |  | 66 |  |  |  | Total |  | 2353
11 | P/L 1" thick c.c. topping 1:2:4 in/c: surface finishing and dividing into panels 2" thick (S.I Nop.16-c/P-46)
| Sub Flooring |  |  | 2 | x | 25 | x | 3 | [5 empty] | 150
| "" |  |  | 2 | x | 22 | x | 3 | [5 empty] | 132
|  |  |  | 1 | x | 30 | x | 24 | [5 empty] | 720
[12 empty] | Total |  | 1002
12 | Two coats of bituman laid using 34 lbs for % sft over roof & blinded with one cft per % sft. (S.No.13/P-35)
| Sub Flooring |  |  | 2 | x | 25 | x | 3 | [5 empty] | 150
| "" |  |  | 2 | x | 22 | x | 3 | [5 empty] | 132
|  |  |  | 1 | x | 30 | x | 24 | [5 empty] | 720
[12 empty] | Total |  | 1002
13 | Extra Labour for each story above ground floor for mosaic conglate or tile stone and wooden floor. (S.I)
| Sub Flooring |  |  | 2 | x | 25 | x | 3 | [5 empty] | 150
| "" |  |  | 2 | x | 22 | x | 3 | [5 empty] | 132
|  |  |  | 1 | x | 30 | x | 24 | [5 empty] | 720
[12 empty] | Total |  | 1002
16 | Distempering in three coats.(S.I.No.54/24).
Internal
| Wall |  |  | 1 | x | 2 | x | 18 | x | 13 |  |  | = | 468
| """ |  |  | 1 | x | 2 | x | 20 | x | 13 |  |  | = | 520
| Slab |  |  |  |  | 1 | x | 21 | x | 18 |  |  | = | 378
[12 empty] | (A) |  | 1366
Deduction
| D |  |  | 1 | x | 6 | x | 7 |  |  |  |  | = | 42
| W |  |  | 1 | x | 6 | x | 4 |  |  |  |  | = | 24
[12 empty] | (B) |  | 66
| Net Qty (A-B) | 1366 |  |  |  | (-) |  | 66 |  |  | Total (i) |  |  | 1300
External
| Wall |  |  | 1 | x | 2 | x | 18 | x | 13.5 |  |  | = | 486
| "" |  |  | 1 | x | 2 | x | 21 | x | 13.5 |  |  | = | 567
[12 empty] | (A) |  | 1053
Deduction
| D |  |  | 1 | x | 6 | x | 7 |  |  |  |  | = | 42
| W |  |  | 1 | x | 6 | x | 4 |  |  |  |  | = | 24
[12 empty] | (B) |  | 66
| Net Qty (A-B) | 1053 |  |  |  | (-) |  | 66 |  |  | Total (ii) |  |  | 987
| Total Qty is (i+ii) |  |  | 1300 |  | (+) |  | 987 |  |  | G. Total |  |  | 2287
( PART - E )
KITCHEN BLOCK
1 | Excavation in foundation of buildings bridges & other structure in/c: dagbelling dressing refilling around structure with excavated earth watering and ramming lead upto one chain and lift upto 5' (b) in ordinary soil. (S.I.No.4/18-b)
|  |  |  | 1 | x | 47.67 | x | 44.5 | x | 6 |  |  | = | 12727.89
[12 empty] | Total |  | 12727.89
2 | Cement concrete brick or stone ballast 1-1/2" to 2" gauge ratio 1:4:8 (S.I.No.14/4-b).
| Under Foundation |  |  | 1 | x | 44.67 | x | 41.5 | x | 0.75 |  |  | = | 1390.3537
| Above Plinth |  |  | 1 | x | 37.5 | x | 33.5 | x | 0.5 |  |  | = | 628.125
Under Plinth protection
| Long Wall |  |  | 1 | x | 41.5 | x | 2 | x | 2.5 |  |  |  | 207.5
| Short Wall |  |  | 1 | x | 37.5 | x | 2 | x | 2.5 |  |  |  | 187.5
| Sub Flooring |  |  | 1 | x | 41.5 | x | 2.5 | x | 0.5 |  |  |  | 51.875
|  |  |  | 1 | x | 37.5 | x | 2.5 | x | 0.5 |  |  |  | 46.875
[12 empty] | Total |  | 2512.2288
4 | Filling watering and ramming earth under floor with surplus earth excavated from out side lead upto one chain and lift upto 5. (S.I.4/21).
|  |  |  | 1 | x | 44.67 | x | 44.5 | x | 6 |  |  | = | 11926.89
[12 empty] | Total |  | 11926.89
5 | Filling watering and ramming earth under floor with new earth excavated from out side lead upto one chain and lift upto 5.( Extra Lead Upto 30 Miles) (S.I.4/22).
|  |  |  | 1 | x | 44.67 | x | 44.5 | x | 2 |  |  | = | 3975.63
[12 empty] | Total |  | 3975.63
6 | Erection and removal of centering for RCC or plain cement concrete works of deodar wood (2nd class for partal wood vertical. (S.I.No.17/19-b-ii)
| Grid (A-C)(1-2-3) |  |  | 2 | x | 3 | x | 34.33 | x | 5.5 |  |  | = | 1132.89
| Grid (A-B-C) (1-3) |  |  | 2 | x | 3 | x | 27.49 | x | 5.5 |  |  | = | 907.17
[12 empty] | Total |  | 2040.06
7 | Cement concrete plain including placing compacting finishing and curing complete (including screening and washing of stone aggregate without shuttering ratio (h) 1:3:6. (S.I.No.15/5-h)
| Grid (A-C)(1-2-3) |  |  | 3 | x | 34.33 | x | 0.67 | x | 5.5 |  |  | = | 379.5181
| Grid (A-B-C) (1-3) |  |  | 3 | x | 27.49 | x | 0.67 | x | 5.5 |  |  | = | 303.9019
[12 empty] | Total |  | 683.4201
8 | Fabrication of M.S reinforcement for cement concrete including cutting, bending, laying in position making joints and fastening including cost of binding wire (also includes removal of rust from bars (a) using of tor hars. (S.i.No.16/18-b)
Footing
| M/Bar 5/8Ø |  |  | 1 | x | 9 | x | 25 | x | 7.67 | x | 1.042 | = | 1798.2315
| D/Bar 5/8Ø |  |  | 1 | x | 9 | x | 21 | x | 9.17 | x | 1.042 | = | 1805.9215
Coloumns
| C1 3/4Ø |  |  | 1 | x | 9 | x | 4 | x | 12.25 | x | 1.502 | = | 662.382
| 5/8Ø |  |  | 1 | x | 9 | x | 6 | x | 12.25 | x | 1.042 | = | 689.283
| Rings 3/8Ø |  |  | 1 | x( | 20 | + | 20 | )x | 4.83 | x | 0.376 | = | 72.6432
Plinth Beam
Horizontal Beam
Grid (A-C)(1-2-3) PB-2
| Bottom Bar 5/8Ø |  |  | 1 | x | 3 | x | 4 | x | 39.25 | x | 1.042 | = | 490.782
| Top/Bar 5/8Ø |  |  | 1 | x | 3 | x | 2 | x | 39.25 | x | 1.042 | = | 245.391
| Rings 3/8Ø |  |  | 1 | x | 3 | x | 56 | x | 4.83 | x | 0.376 | = | 305.1014
Vertical Beam
Grid (A-B-C)(1-2) PB-1
| Bottom Bar 5/8Ø |  |  | 1 | x | 3 | x | 3 | x | 16 | x | 1.042 | = | 150.048
| Top/Bar 5/8Ø |  |  | 1 | x | 3 | x | 2 | x | 16 | x | 1.042 | = | 100.032
| Extra/Cont/Bar 5/8Ø |  |  | 1 | x | 1 | x | 2 | x | 5.63 | x | 1.042 | = | 11.7329
| Rings 3/8Ø |  |  | 1 | x | 3 | x | 31 | x | 4.83 | x | 0.376 | = | 168.8954
Grid (A-B-C)(2-3) PB-2
| Bottom Bar 5/8Ø |  |  | 1 | x | 3 | x | 4 | x | 24.17 | x | 1.042 | = | 302.2217
| Top/Bar 5/8Ø |  |  | 1 | x | 3 | x | 2 | x | 24.17 | x | 1.042 | = | 151.1108
| Rings 3/8Ø |  |  | 1 | x | 3 | x | 56 | x | 4.83 | x | 0.376 | = | 305.1014
Super Structure Coloumns
| C1 3/4Ø |  |  | 1 | x | 9 | x | 4 | x | 13.5 | x | 1.502 | = | 729.972
| "" 5/8Ø |  |  | 1 | x | 9 | x | 6 | x | 13.5 | x | 1.042 | = | 759.618
| Rings 3/8Ø |  |  |  |  | 1 | x | 26 | x | 4.83 | x | 0.376 | = | 47.2181
Slab
Horizontal Beam
Grid (A-C)(1-3) PB-1
| Bottom Bar 5/8Ø |  |  | 1 | x | 2 | x | 4 | x | 39.25 | x | 1.042 | = | 327.188
| Top/Bar 5/8Ø |  |  | 1 | x | 2 | x | 2 | x | 39.25 | x | 1.042 | = | 163.594
| Rings 3/8Ø |  |  | 1 | x | 2 | x | 56 | x | 6.83 | x | 0.376 | = | 287.625
Grid (A-C)(2)
| Bottom Bar 5/8Ø |  |  | 1 | x | 1 | x | 5 | x | 39.25 | x | 1.042 | = | 204.4925
| Top/Bar 5/8Ø |  |  |  |  | 1 | x | 2 | x | 39.25 | x | 1.042 | = | 81.797
| Rings 3/8Ø |  |  |  |  | 1 | x | 56 | x | 6.83 | x | 0.376 | = | 143.8125
Vertical Beam
Grid (A1-A3)(C1-C3) PB-1
| Bottom Bar 5/8Ø |  |  | 1 | x | 2 | x | 4 | x | 35.08 | x | 1.042 | = | 292.4269
| Top/Bar 5/8Ø |  |  | 1 | x | 2 | x | 2 | x | 35.08 | x | 1.042 | = | 146.2134
| Rings 3/8Ø |  |  | 1 | x | 2 | x | 64 | x | 6.83 | x | 0.376 | = | 328.7142
Grid (B1-B3)
| Bottom Bar 5/8Ø |  |  | 1 | x | 1 | x | 6 | x | 35.08 | x | 1.042 | = | 219.3202
| Top/Bar 5/8Ø |  |  | 1 | x | 1 | x | 3 | x | 35.08 | x | 1.042 | = | 109.6601
| Rings 3/8Ø |  |  |  |  | 1 | x | 64 | x | 6.83 | x | 1.042 | = | 455.479
Slab
| M/Bar 1/2Ø |  |  | 1 | x | 3 | x | 77 | x | 16.17 | x | 0.667 | = | 2491.4251
| D/Bar 1/2Ø | 1 | x | 2 | x | 3 | x | 69 | x | 23.75 | x | 0.667 | = | 6558.2775
| Extra/M/Bar 1/2Ø |  |  | 1 | x | 2 | x | 75 | x | 4.75 | x | 0.667 | = | 475.2375
| """" |  |  | 1 | x | 2 | x | 75 | x | 8.37 | x | 0.667 | = | 837.4185
| Extra/D/Bar 1/2Ø |  |  | 1 | x | 2 | x | 12 | x | 41.5 | x | 0.667 | = | 664.332
| """" |  |  | 1 | x | 2 | x | 19 | x | 37.5 | x | 0.667 | = | 950.475
| Extra/M/Bar 1/2Ø |  |  | 1 | x | 2 | x | 69 | x | 5.69 | x | 0.667 | = | 523.7417
| """" |  |  |  |  | 1 | x | 69 | x | 9.37 | x | 0.667 | = | 431.2355
| Extra/D/Bar 1/2Ø |  |  | 1 | x | 2 | x | 12 | x | 37.5 | x | 0.667 | = | 600.3
| """" |  |  |  |  | 1 | x | 21 | x | 33.5 | x | 0.667 | = | 469.2345
| Chair 1/2Ø |  |  | 1 | x | 2 | x | 51 | x | 3.5 | x | 0.667 | = | 238.119
[12 empty] | Total |  | 25557.6861
| Convert In Cwt |  |  | 25557.6861 |  |  | ÷ | 112 |  |  | Total Cwt |  | = | 228.1936
9 | R.C.C work including all labour and materials except the cost of steel reinforcement and its labour for bending and binding which will be paid separately. This Rate also include all kinds of forms: lifting shuttering curing rendering and finishing the exposed surface (i/c screening & washing of shingle). R.C. work in roof, slab, beams cols, rafts, lintels and other structural all respect ratio 1:2:4 (90-lbs) cement 2-cft sand 4-cft shingle 1/8" to 1/4" gauge (S.I.No.15/6-a-i)
| Footing | 1 | x | 9 | x | 7.5 | x | 6 | x | 1.75 |  |  | = | 708.75
| Short Coloumn C1 |  |  | 1 | x | 9 | x | 2 | x | 0.67 | x | 5.25 | = | 63.315
Plinth Beam
Horizontal Beam
Grid(A-C)(1-2-3)
| PB-1 |  |  | 1 | x | 3 | x | 37.67 | x | 0.67 | x | 2 | = | 151.4334
Vertical Beam
Grid(A-B-C)(1, 2)
| PB-1 |  |  | 1 | x | 3 | x | 33.5 | x | 0.67 | x | 2 | = | 134.67
Grid(A-B-C)( 2-3)
| PB-2 |  |  | 1 | x | 3 | x | 33.5 | x | 0.67 | x | 2 | = | 134.67
Super Structure Coloumn
| C1 |  |  | 1 | x | 9 | x | 2 | x | 0.67 | x | 9 | = | 108.54
Slab (Horizontal Beam)
| Grid(A-C)(1-2-3) |  |  | 1 | x | 3 | x | 37.5 | x | 0.67 | x | 2.5 | = | 188.4375
Vertical Beam
| Grid (A1-A3)(C1-C3) FB-1 |  |  | 1 | x | 2 | x | 33.33 | x | 0.67 | x | 2.5 | = | 111.6555
| Grid (C1-C3) FB-3 |  |  | 1 | x | 2 | x | 33.33 | x | 0.67 | x | 2.5 | = | 111.6555
| Slab |  |  | 1 | x | 37.5 | x | 41.5 | x | 0.5 |  |  | = | 778.125
2491.2519
a | R.C.C 1 : 2 : 4 | [10 empty] | Total |  | 2319.39
b | R.C.C 1 : 1½ : 3 | [10 empty] | Total |  | 171.86
10 | Providing and laying 1:3:6 cement concrete solid block masonry set in 1:6 cement mortar in ground floor superstructure in/c: raking out joints and curing etc complete. (S.I.No.18/23).
|  | 1 | x | 2 | x | 32.83 | x | 0.5 | x | 9 |  |  | = | 295.47
|  | 1 | x | 3 | x | 36.84 | x | 0.5 | x | 9 |  |  | = | 497.34
| Deduction | [10 empty] | (A) |  | 792.81
| C1 | 1 | x | 9 | x | 2 | x | 0.5 | x | 9 |  |  | = | 81
| DD1 |  |  | 1 | x | 6 | x | 8 |  |  |  |  | = | 48
| D1 |  |  | 1 | x | 3.5 | x | 8 |  |  |  |  | = | 28
| W |  |  | 1 | x | 4 | x | 6 | x | 4 |  |  | = | 96
[12 empty] | (B) |  | 172
| Net Qty (A-B) | 792.81 |  |  | - |  |  | 172 |  |  |  | Total |  | 620.81
11 | P/F G.I. frames / chowkhats of size 7"x2" or 4-1/2" x 3" for door using 20 gauge G.I. sheet in/c: welded hinges and fixing at site with necessary holdfast, filling with cement sand slurry of ratio 1:6 and repairing the jambs. The cost also in/c: all carriage tools and plants used in making and fixing (S.I.No.93/29)
| DD1 | 1 | x( | 8 | + | 5.75 | + | 5.75 | + | 5.75 | + | 8 | )= | 33.25
| D1 | 1 | x( | 8 | + | 3.25 | + | 3.25 | + | 3.25 | + | 8 | )= | 25.75
[12 empty] | Total |  | 59
12 | Cement Plaster (1:4) upto 12' height 3/4" thick. (S.I.No.51/11-C) .
| Ceiling |  |  | 1 | x | 20.5 | x | 36.84 |  |  |  |  | = | 755.22
| """ |  |  | 1 | x | 12.33 | x | 36.84 |  |  |  |  | = | 454.2372
| Wall Internal | 1 | x | 2 | x | 2 | x | 36.84 | x | 11.5 |  |  | = | 1694.64
| """ | 1 | x | 2 | x | 2 | x | 32.33 | x | 11.5 |  |  | = | 1487.18
| Wall External Plaster |  |  | 1 | x | 2 | x | 33.33 | x | 12 |  |  | = | 799.92
|  |  |  | 1 | x | 2 | x | 37.34 | x | 12 |  |  | = | 896.16
[12 empty] | (A) |  | 6087.3572
Deduction
| DD1 |  |  | 1 | x | 6 | x | 8 |  |  |  |  | = | 48
| D1 |  |  | 1 | x | 3.5 | x | 8 |  |  |  |  | = | 28
| W | 1 | x | 4 | x | 6 | x | 4 |  |  |  |  | = | 96
[12 empty] | (B) |  | 172
| Net Qty (A-B) |  |  |  |  | 6087.3572 | (-) | 172 |  |  |  | Total |  | 5915.3572
13 | Laying white marble flooring fine dressed in the surface without winding set in lime mortar 1:2 in/c rubbing and polishing of the joints.(b) 1" thick. (S.I.No.42/28-b)(1" thick flooring).
|  |  |  | 1 | x | 20.5 | x | 36.84 |  |  |  |  | = | 755.22
|  |  |  | 1 | x | 12.33 | x | 36.84 |  |  |  |  | = | 454.2372
| Marble Top |  |  | 1 | x | 15 | x | 2 |  |  |  |  | = | 30
| "" |  |  | 1 | x | 26 | x | 2 |  |  |  |  | = | 52
[12 empty] | Total | = | 1291.4572
14 | Providing and fixing 3/8" thick marble tiles of approved quality and colour shade size 8" x 4"/6"x4" in dado skirting and facing removal/tucking of existing plaster surface etc over 1/2" thick base of cement mortar 1:3 setting mortar base including filling the joints and washing the tiles with white cement slurry current finishing cleaning and polishing etc complete. (ii) for old work. (S.I.No.48/68-ii).
|  | 1 | x | 2 | x( | 20.5 | x | 36.84 | )x | 0.5 |  |  | = | 755.22
[12 empty] | (A) | = | 755.22
Deduction
| DD1 |  |  | 1 | x | 6 | x | 0.5 |  |  |  |  | = | 3
[12 empty] | (B) |  | 3
| Net Qty (A - B) |  |  | 755.22 |  | - |  | 3 |  |  |  | Total | = | 752.22
15 | White glazed tile 1/4" thick dado jointed in white cement and laid over 1:2 cement sand mortar 3/4" thick including finishing.
|  | 1 | x | 2 | x( | 12.33 | + | 36.84 | )x | 5 |  |  | = | 491.7
[12 empty] | (A) | = | 491.7
Deduction
| W | 1 | x | 2 | x | 6 | x | 2 |  |  |  |  | = | 24
| D1 |  |  | 1 | x | 3.5 | x | 5 |  |  |  |  | = | 17.5
[12 empty] | (B) | = | 41.5
| Net Qty (A - B) |  |  | 491.7 |  | - |  | 41.5 |  |  |  | Total | = | 450.2
16 | Providing and fixing in position doors windows and ventilators of 1st class deodar wood frames and 1-3/4" thick commercial ply veneer shutter of 1st class deodar skeletion (Hollow) and commercial ply wood (3-ply) on both side in/c: holdfast, hinges, iron tower bolts handles and cleats with cross and one mort ice lock and hook (S.I.no.58/9)(without chokhats).
|  |  |  | 1 | x | 5.75 | x | 6.75 |  |  |  |  | = | 38.8125
|  |  |  | 1 | x | 5.75 | x | 0.92 |  |  |  |  | = | 5.29
|  |  |  | 1 | x | 3.25 | x | 6.75 |  |  |  |  | = | 21.9375
|  |  |  | 1 | x | 3.25 | x | 0.92 |  |  |  |  | = | 2.99
[11 empty] | Total |  | = | 69.03
19 | Painting new surface preparing surface painting doors and window any type (three coats) (S.I.No.70/5-c-ii).
| DD1 |  |  | 1 | x | 2 | x | 5.75 | x | 6.75 |  |  | = | 77.625
| V |  |  | 1 | x | 2 | x | 5.75 | x | 0.92 |  |  | = | 10.58
| D1 |  |  | 1 | x | 2 | x | 3.25 | x | 6.75 |  |  | = | 43.875
| V |  |  | 1 | x | 2 | x | 3.25 | x | 0.92 |  |  | = | 5.98
[10 empty] | Total |  |  | = | 138.06
20 | White Washing in 3 Coats (SI. No 26 (b) /P.54)
Internal Plaster
| Ceiling |  |  | 1 | x | 20.5 | x | 36.84 |  |  |  |  | = | 755.22
| """ |  |  | 1 | x | 12.33 | x | 36.84 |  |  |  |  | = | 454.2372
| Wall Internal | 1 | x | 2 | x | 2 | x | 36.84 | x | 11.5 |  |  | = | 1694.64
| """ | 1 | x | 2 | x | 2 | x | 32.33 | x | 11.5 |  |  | = | 1487.18
[12 empty] | (A) |  | 4391.2772
Deduction
| DD1 | 1 | x | 6 | x | 8 | [6 empty] | = | 48
| D1 | 1 | x | 3.5 | x | 8 | [6 empty] | = | 28
| W | 1 | x | 4 | x | 6 | x | 4 |  |  |  |  | = | 96
[12 empty] | (B) | = | 172
| Net Qty (A - B) |  |  | 4391.2772 |  | - |  | 172 |  |  | Total (i) |  | = | 4219.2772
External Plaster
| Wall |  |  | 1 | x | 2 | x | 33.33 | x | 12 |  |  | = | 799.92
| "" |  |  | 1 | x | 2 | x | 37.34 | x | 12 |  |  | = | 896.16
[12 empty] | (A) | = | 1696.08
Deduction
| DD1 |  |  | 1 | x | 6 | x | 8 |  |  |  |  | = | 48
| D1 |  |  | 1 | x | 3.5 | x | 8 |  |  |  |  | = | 28
| W |  |  | 1 | x | 4 | x | 6 | x | 4 |  |  | = | 96
[12 empty] | (B) | = | 172
| Net Qty (A - B) |  |  | 1696.08 |  | - |  | 172 |  |  | Total (ii) |  | = | 1524.08
| Total Qty is (i+ii) |  |  | 4219.2772 |  | (+) |  | 1524.08 |  |  | G. Total |  |  | 5743.3572
21 | P/L 1" thick c.c. topping 1:2:4 in/c: surface finishing and dividing into panels 2" thick (S.I Nop.16-c/P-46)
| Slab |  |  | 1 | x | 37.5 | x | 41.5 |  |  |  |  | = | 1556.25
[12 empty] | Total |  | 1556.25
22 | Two coats of bituman laid using 34 lbs for % sft over roof & blinded with one cft per % sft. (S.No.13/P-35)
| Slab |  |  | 1 | x | 37.5 | x | 41.5 |  |  |  |  | = | 1556.25
[12 empty] | Total |  | 1556.25
23 | Extra Labour for each story above ground floor for mosaic conglate or tile stone and wooden floor. (S.I)
| Slab |  |  | 1 | x | 37.5 | x | 41.5 |  |  |  |  | = | 1556.25
[12 empty] | Total |  | 1556.25
( PART - I )
U.G Tank for Main Building
1 | Excavation in foundation of building bridges and other structures including dabbling dressing refilling around structure with refilling around structure with excavated earth watering and ramming lead upto 5 ft. (b) In ordinary Soil. (S.I.No.18-b/P-4)
|  | 1 | x | 63 | x | 35 | x | 2.5 |  |  |  |  | = | 5512.5
[12 empty] | Cft |  | 5512.5
2 | Cutting Hard Rock such as granite ballast hard lime stone or sand stone etc with chisels and hammers for small foundation. (S.I.No.19/P-5)
|  | 1 | x | 63 | x | 35 | x | 4.5 |  |  |  |  | = | 9922.5
[12 empty] | Cft |  | 9922.5
3 | Cement concrete brick or stone ballast 1-5” to 2” gauge, (d) Ratio 1:4:8 (S.I # 4(d)/c-4)
Lean
|  | 1 | x | 58 | x | 33 | x | 1 |  |  |  |  | = | 1914
[12 empty] | Cft | = | 1914
4 | Fabrication of mild steel reinforcement for cement concrete including cutting bending, laying in position, making joints and fastenings including cost of binding wire (also includes removal of rust from bars.) (S.I.No.8.b /P-17). (Using Tor Bar)
Bottom Slab
| Top /Bot M.Bar 5/8 Ø | 2 | x | 137 | x | 32.67 | x | 1.042 |  |  |  |  | = | 9327.5464
| Top/Bot D.Bar 5/8 Ø | 2 | x | 77 | x( | 31.5 | + | 31.5 | )x | 1.042 |  |  | = | 10109.484
| Chair/Bar 5/8 Ø | 1 | x( | 100 | + | 100 | )x | 7.67 | x | 1.042 |  |  | = | 1598.428
| Chair/Bar 5/8 Ø | 1 | x( | 80 | + | 80 | )x | 6 | x | 1.042 |  |  | = | 1000.32
Retaining Wall
| Long way M.Bar 5/8 Ø | 2 | x | 2 | x | 100 | x | 5.33 | x | 1.042 |  |  | = | 2221.544
| D.Bar 1/2 Ø | 2 | x | 2 | x | 6 | x( | 28.5 | + | 28.5 | )x | 0.667 | = | 912.456
| Short way M.Bar 5/8 Ø | 2 | x | 4 | x | 50 | x | 5.33 | x | 1.042 |  |  | = | 2221.544
| D.Bar 1/2 Ø | 2 | x | 4 | x | 6 | x | 27 | x | 0.667 |  |  | = | 864.432
| Wall Supp/Bar 5/8 Ø | 2 | x | 2 | x( | 40 | + | 40 | )x | 1.042 |  |  | = | 333.44
| """""5/8 Ø | 2 | x | 7 | x | 31 | x | 1.042 |  |  |  |  | = | 452.228
| Corner Supp/Bar 5/8 Ø | 2 | x | 70 | x | 5.75 | x | 1.042 |  |  |  |  | = | 838.81
| """"" 5/8 Ø | 2 | x | 6 | x | 26 | x | 5.75 | x | 1.042 |  |  | = | 1869.348
Retaining Wall upto Base
| Long way M.Bar 5/8 Ø | 2 | x | 2 | x | 150 | x | 9.75 | x | 1.042 |  |  | = | 6095.7
| """" D.Bar 1/2 Ø | 2 | x | 2 | x | 10 | x( | 28.5 | + | 28.5 | )x | 0.667 | = | 1520.76
| Short way M.Bar 5/8 Ø | 2 | x | 4 | x | 50 | x | 9.75 | x | 1.042 |  |  | = | 4063.8
| """ D.Bar 1/2 Ø | 2 | x | 4 | x | 10 | x | 27 | x | 0.667 |  |  | = | 1440.72
| Wall Supp/Bar 5/8 Ø | 2 | x | 4 | x( | 52.5 | + | 52.5 | )x | 1.042 |  |  | = | 875.28
| """""5/8 Ø | 4 | x | 4 | x | 27 | x | 1.042 |  |  |  |  | = | 450.144
| U /Bar Longwall 5/8 Ø | 2 | x | 100 | x | 3 | x | 1.042 |  |  |  |  | = | 625.2
| U /Bar Shortwall 5/8 Ø | 4 | x | 30 | x | 3 | x | 1.042 |  |  |  |  | = | 375.12
Top Slab
| M.Bar 5/8 Ø | 2 | x | 50 | x | 28.25 | x | 1.042 |  |  |  |  | = | 2943.65
| D.Bar 5/8 Ø | 2 | x | 38 | x | 39.5 | x | 1.042 |  |  |  |  | = | 3128.084
| M.Bar 5/8 Ø | 4 | x | 50 | x | 19.25 | x | 1.042 |  |  |  |  | = | 4011.7
| D.Bar 5/8 Ø | 4 | x | 27 | x | 39.5 | x | 1.042 |  |  |  |  | = | 4445.172
| Top/D/Bar 5/8 Ø | 2 | x | 9 | x | 27 | x | 1.042 |  |  |  |  | = | 506.412
| Top/D/Bar 5/8 Ø | 2 | x | 13 | x( | 52.5 | + | 52.5 | )x | 1.042 |  |  | = | 2844.66
| Top/Ext M/Bar 5/8 Ø | 2 | x | 61 | x | 10.75 | x | 1.042 |  |  |  |  | = | 1366.583
| """ D/Bar 5/8 Ø | 2 | x | 26 | x | 27 | x | 1.042 |  |  |  |  | = | 1462.968
| Top/Ext M/Bar 5/8 Ø | 3 | x | 61 | x | 8.83 | x | 1.042 |  |  |  |  | = | 1683.7574
| """ D/Bar 5/8 Ø | 3 | x | 21 | x | 27 | x | 1.042 |  |  |  |  | = | 1772.442
| Chair 5/8 Ø | 1 | x | 200 | x | 3.5 | x | 1.042 |  |  |  |  | = | 729.4
| Edge Bar 5/8 Ø | 2 | x | 6 | x | 12 | x | 12 | x | 1.042 |  |  | = | 1800.576
[12 empty] | Lbs | = | 73891.7087
|  |  |  | 73891.7087 |  |  | ÷ | 112 |  |  |  | Cwt | = | 659.7474
5 | R.C.C work including all labour and material except the cost of steel reinforcement and its labour of bending and binding which will be paid separately, this rate also includes all kinds of forms mould: lifting shuttering curring rendering and finishing the exposed surface (including screening and washing of shingle). Ratio (1:2:4) 90 Lbs cement 2 Cft sand 4 Cft, shingle 1/8” to ¼” guage. (S.I.No.6-a/P.17)
| Base | 1 | x | 55 | x | 31 | x | 2 |  |  |  |  | = | 3410
Retaining Wall
| Long Wall | 2 | x | 51 | x | 1 | x | 7.25 |  |  |  |  | = | 739.5
| Short Wall | 4 | x | 25 | x | 1 | x | 7.25 |  |  |  |  | = | 725
| Top Slab | 1 | x | 55 | x | 31 | x | 0.67 |  |  |  |  | = | 1142.35
[12 empty] | Cft | = | 6016.85
6 | Water Stopper to provide water sealing to tanks (6" to 9")(R.A)
|  | 1 | x | 2 | x( | 50 | + | 25 | ) |  |  |  | = | 150
|  | 1 | x | 3 | x | 25 | [6 empty] | = | 75
[12 empty] | Rft | = | 225
7 | Damp proof course with cement sand ratio (1:2) mixed with dampo (S.I.. No. 69/ P-107) 3/4" thick.
|  | 1 | x | 3 | x | 16.67 | x | 25 |  |  |  |  | = | 1250.25
|  | 3 | x | 2 | x( | 16.67 | + | 25 | )x | 7.25 |  |  | = | 1812.645
|  | 2 | x | 19 | x | 1 | x | 7.25 |  |  |  |  | = | 275.5
[12 empty] | Sft | = | 3338.395
UG Tanks for Residential Block
1 | Excavation in foundation of building bridges and other structures including dabbling dressing refilling around structure with refilling around structure with excavated earth watering and ramming lead upto 5 ft. (b) In ordinary Soil. (S.I.No.18-b/P-4)
U.G. Tank
| Gymn. U.G. Tank | 1 | x | 29.34 | x | 21.33 | x | 6.5 |  |  |  |  | = | 4067.8443
[12 empty] | Cft | = | 4067.8443
2 | Cutting Hard Rock such as granite ballast hard lime stone or sand stone etc with chisels and hammers for small foundation. (S.I.No.19/P-5)
| U.G. Tank | 1 | x | 29.34 | x | 21.33 | x | 4.5 |  |  |  |  | = | 2816.1999
[12 empty] | Cft |  | 2816.1999
3 | Cement concrete brick or stone ballast 1-5” to 2” gauge, (d) Ratio 1:4:8 (S.I # 4(d)/c-4)
| U.G.Tank | 1 | x | 26.33 | x | 18.33 | x | 0.5 |  |  |  |  | = | 241.3144
[12 empty] | Cft | = | 241.3144
4 | Fabrication of mild steel reinforcement for cement concrete including cutting bending, laying in position, making joints and fastenings including cost of binding wire (also includes removal of rust from bars.) (S.I.No.8.b /P-17). (Using Tor Bar)
| Base M/Bar 5/8 Ø | 2 | x | 2 | x | 61 | x | 18.5 | x | 1.042 |  |  | = | 4703.588
| D/Bar 5/8 Ø | 2 | x | 2 | x | 41 | x | 26.5 | x | 1.042 |  |  | = | 4528.532
| Chairs 5/8 Ø | 2 | x | 1 | x | 40 | x | 5.5 | x | 1.042 |  |  | = | 458.48
| Vertical M/Bar 1/2 Ø | 2 | x | 2 | x | 2 | x | 50 | x | 4.5 | x | 0.667 | = | 1200.6
| """ D/Bar 3/8 Ø | 2 |  | 2 |  | 2 | x | 7 | x | 18.5 | x | 0.376 | = | 389.536
| Vertical M/Bar 5/8 Ø | 2 | x | 2 | x | 2 | x | 32 | x | 4.5 | x | 1.042 | = | 1200.384
| """ D/Bar 1/2 Ø | 2 | x | 2 | x | 2 | x | 7 | x | 26.5 | x | 0.667 | = | 989.828
| Bot/Supp Bar 5/8 Ø | 2 | x | 2 | x | 2 | x | 17 | x | 1.042 |  |  | = | 141.712
| Bot/Supp Bar 5/8 Ø | 2 | x | 2 | x | 2 | x | 25 | x | 1.042 |  |  | = | 208.4
| Vertical M/Bar 5/8 Ø | 2 | x | 2 | x | 2 | x | 50 | x | 11 | x | 1.042 | = | 4584.8
| """ D/Bar 3/8 Ø | 2 | x | 2 | x | 2 | x | 17 | x | 18.5 | x | 0.376 | = | 946.016
| Vertical M/Bar 5/8 Ø | 2 | x | 2 | x | 2 | x | 32 | x | 11 | x | 1.042 | = | 2934.272
| """ D/Bar 1/2 Ø | 2 | x | 2 | x | 2 | x | 17 | x | 26.5 | x | 0.667 | = | 2403.868
| U/Suppt Bar 1/2 Ø | 2 | x | 1 | x | 40 | x | 3.42 | x | 0.667 |  |  | = | 182.4912
Slab
| M/Bar 1/2Ø | 2 | x | 1 | x | 51 | x | 28.5 | x | 0.667 |  |  | = | 2907
| D/Bar 1/2 Ø | 2 | x | 1 | x | 36 | x | 42.62 | x | 0.667 |  |  | = | 3068.64
| Top/D/Bar 1/2 Ø | 2 | x | 2 | x | 13 | x | 25.17 | x | 0.667 |  |  | = | 1308.84
| """ 1/2 Ø | 2 | x | 2 | x | 8 | x | 17.17 | x | 0.667 |  |  | = | 549.44
| Chairs 5/8 Ø | 2 | x | 1 | x | 40 | x | 3.5 | x | 1.042 |  |  | = | 280
[12 empty] | Lbs | = | 32986.4272
[12 empty] | Cwt | = | 294.5217
5 | R.C.C work including all labour and material except the cost of steel reinforcement and its labour of bending and binding which will be paid separately, this rate also includes all kinds of forms mould: lifting shuttering curring rendering and finishing the exposed surface (including screening and washing of shingle). Ratio (1:2:4) 90 Lbs cement 2 Cft sand 4 Cft, shingle 1/8” to ¼” guage. (S.I.No.6-a/P.17)
| Base | 2 | x | 1 | x | 25.33 | x | 17.33 | x | 1 |  |  | = | 877.9378
| Wall | 2 | x | 2 | x | 16 | x | 0.67 | x | 7 |  |  | = | 300.16
| """ | 2 | x | 2 | x | 25.33 | x | 0.67 | x | 7 |  |  | = | 475.1908
| Slab | 2 | x | 1 | x | 26.83 | x | 18.83 | x | 0.5 |  |  | = | 505.2089
[12 empty] | Cft | = | 2158.4975
6 | Damp proof course with cement sand ratio (1:2) mixed with dampo (S.I.. No. 69/ P-107) 3/4" thick.
Internal
| U.G.W.T Base | 2 | x | 2 | x | 24 | x | 16 |  |  |  |  | = | 1536
| U.G.W.T Wall | 2 | x | 2 | x( | 24 | + | 16 | )x | 7 |  |  | = | 1120
[12 empty] | Sft | = | 2656
7 | Vertical damp proof course of ¾" thick cement plaster 1:2 with bitumen at (20 lbs per %Sft) (S.I.. No. 70/ P-107)
External
| U.G.W. Tank O/S | 2 | x | 2 | x( | 25.33 | + | 17.33 | )x | 7 |  |  | = | 1194.48
[12 empty] | Sft | = | 1194.48
( PART - J )
Compound Wall
1 | Excavation in foundation of buildings bridges & other structure in/c: dagbelling dressing refilling around structure with excavated earth watering and ramming lead upto one chain and lift upto 5' (b) in ordinary soil. (S.I.No.4/18-b)
|  | 1 | x( | 100 | + | 100 | + | 100+4 | )x | 4 | x | 4 | = | 4864
M/Building Plith Protection
| Grid (G1-H1) |  |  | 1 | x | 19.08 | x | 2 | x | 2.5 |  |  | = | 95.4
| "' (G1-G3) |  |  | 1 | x | 22.5 | x | 2 | x | 2.5 |  |  | = | 112.5
| "' (A3-G3) |  |  | 1 | x | 82.5 | x | 2 | x | 2.5 |  |  | = | 412.5
| "" (A3-A7) |  |  | 1 | x | 45 | x | 2 | x | 2.5 |  |  | = | 225
| "' (A7-C7) |  |  | 1 | x | 29.5 | x | 2 | x | 2.5 |  |  | = | 147.5
| "" (C7-C12) |  |  | 1 | x | 44.42 | x | 2 | x | 2.5 |  |  | = | 222.1
| "' (G12-E12) |  |  | 1 | x | 28.5 | x | 2 | x | 2.5 |  |  | = | 142.5
| "" (E12-E14) |  |  | 1 | x | 51 | x | 2 | x | 2.5 |  |  | = | 255
| "' (E14-J14) |  |  | 1 | x | 58 | x | 2 | x | 2.5 |  |  | = | 290
| "" (J12-J14) |  |  | 1 | x | 51 | x | 2 | x | 2.5 |  |  | = | 255
| "" (J12-L12) |  |  | 1 | x | 52.5 | x | 2 | x | 2.5 |  |  | = | 262.5
| "" (L3-L12) |  |  | 1 | x | 87.42 | x | 2 | x | 2.5 |  |  | = | 437.1
| "" (H+3-L3) |  |  | 1 | x | 66.42 | x | 2 | x | 2.5 |  |  | = | 332.1
8053.2
2 | Cement concrete brick or stone ballast 1-1/2" to 2" gauge ratio 1:4:8 (S.I.No.14/4-b).
|  | 1 | x( | 100 | + | 100 | + | 100+4 | )x | 4.0 x 4.0 |  | x 0.75 | = | 3648
M/Building Plith Protection
Under Block Masonary
| Grid (G1-H1) |  |  | 1 | x | 19.08 | x | 1.25 | x | 0.5 |  |  | = | 11.925
| "' (G1-G3) |  |  | 1 | x | 22.5 | x | 1.25 | x | 0.5 |  |  | = | 14.0625
| "' (A3-G3) |  |  | 1 | x | 82.5 | x | 1.25 | x | 0.5 |  |  | = | 51.5625
| "" (A3-A7) |  |  | 1 | x | 45 | x | 1.25 | x | 0.5 |  |  | = | 28.125
| "' (A7-C7) |  |  | 1 | x | 29.5 | x | 1.25 | x | 0.5 |  |  | = | 18.4375
| "" (C7-C12) |  |  | 1 | x | 44.42 | x | 1.25 | x | 0.5 |  |  | = | 27.7625
| "' (G12-E12) |  |  | 1 | x | 28.5 | x | 1.25 | x | 0.5 |  |  | = | 17.8125
| "" (E12-E14) |  |  | 1 | x | 51 | x | 1.25 | x | 0.5 |  |  | = | 31.875
| "' (E14-J14) |  |  | 1 | x | 58 | x | 1.25 | x | 0.5 |  |  | = | 36.25
| "" (J12-J14) |  |  | 1 | x | 51 | x | 1.25 | x | 0.5 |  |  | = | 31.875
| "" (J12-L12) |  |  | 1 | x | 52.5 | x | 1.25 | x | 0.5 |  |  | = | 32.8125
| "" (L3-L12) |  |  | 1 | x | 87.42 | x | 1.25 | x | 0.5 |  |  | = | 54.6375
| "" (H+3-L3) |  |  | 1 | x | 66.42 | x | 1.25 | x | 0.5 |  |  | = | 41.5125
Plith Protection Sub Grade
| Grid (G1-H1) |  |  | 1 | x | 19.08 | x | 2.5 | x | 0.5 |  |  | = | 23.85
| "' (G1-G3) |  |  | 1 | x | 22.5 | x | 2.5 | x | 0.5 |  |  | = | 28.125
| "' (A3-G3) |  |  | 1 | x | 82.5 | x | 2.5 | x | 0.5 |  |  | = | 103.125
| "" (A3-A7) |  |  | 1 | x | 45 | x | 2.5 | x | 0.5 |  |  | = | 56.25
| "' (A7-C7) |  |  | 1 | x | 29.5 | x | 2.5 | x | 0.5 |  |  | = | 36.875
| "" (C7-C12) |  |  | 1 | x | 44.42 | x | 2.5 | x | 0.5 |  |  | = | 55.525
| "' (G12-E12) |  |  | 1 | x | 28.5 | x | 2.5 | x | 0.5 |  |  | = | 35.625
| "" (E12-E14) |  |  | 1 | x | 51 | x | 2.5 | x | 0.5 |  |  | = | 63.75
| "' (E14-J14) |  |  | 1 | x | 58 | x | 2.5 | x | 0.5 |  |  | = | 72.5
| "" (J12-J14) |  |  | 1 | x | 51 | x | 2.5 | x | 0.5 |  |  | = | 63.75
| "" (J12-L12) |  |  | 1 | x | 52.5 | x | 2.5 | x | 0.5 |  |  | = | 65.625
| "" (L3-L12) |  |  | 1 | x | 87.42 | x | 2.5 | x | 0.5 |  |  | = | 109.275
| "" (H+3-L3) |  |  | 1 | x | 66.42 | x | 2.5 | x | 0.5 |  |  | = | 83.025
[12 empty] | Total |  | 4843.95
4 | Fabrication of M.S reinforcement for cement concrete including cutting, bending, laying in position making joints and fastening including cost of binding wire (also includes removal of rust from bars (a) using of tor hars. (S.i.No.16/18-b)
| M/Bar 5/8Ø | 1 | x | 8 | x | 32 | x | 4.17 | x | 1.042 |  |  | = | 1112.3558
| D/Bar 5/8Ø | 1 | x | 8 | x | 32 | x | 4.17 | x | 1.042 |  |  | = | 1112.3558
| M/Bar 5/8Ø | 1 | x | 36 | x | 4 | x | 12 | x | 1.042 |  |  | = | 1800.576
| Ring 3/8Ø | 1 | x | 36 | x | 12 | x | 3.75 | x | 0.376 |  |  | = | 609.12
| Plinth Beam | [12 empty] | 0
New Back Side
| Bottom Bar 1/2Ø |  |  | 9 | x | 3 | x | 40 | x | 0.667 |  |  | = | 720.36
| Top/Bar 1/2Ø |  |  | 9 | x | 2 | x | 40 | x | 0.667 |  |  | = | 480.24
| Ring 3/8Ø |  |  | 1 | x | 536 | x | 4.92 | x | 0.376 |  |  | = | 991.5571
Super Coloumns
| M/Bar 5/8Ø | 1 | x | 36 | x | 4 | x | 8 | x | 1.042 |  |  | = | 1200.384
| Ring 3/8Ø | 1 | x | 36 | x | 14 | x | 3.75 | x | 0.376 |  |  | = | 710.64
M/Gate Footing
|  | M/Bar 5/8 Ø |  | 3 | x | 12 | x | 5.67 | x | 1.042 |  |  | = | 212.693
|  | D/Bar 5/8 Ø |  | 3 | x | 12 | x | 5.67 | x | 1.042 |  |  | = | 212.693
|  | M/Gate Column 5/8 Ø |  | 3 | x | 8 | x | 14 | x | 1.042 |  |  | = | 350.112
|  | Rings 3/8 Ø |  | 3 | x | 28 | x | 7.5 | x | 0.376 |  |  | = | 236.88
Projection Slab
|  | M/Bar 1/2 Ø |  | 1 | x | 38 | x | 12 | x | 0.667 |  |  | = | 304.152
|  | D/Bar 1/2 Ø |  | 1 | x | 34 | x | 13 | x | 0.667 |  |  | = | 294.814
|  | Ext/Bar 1/2 Ø |  | 2 | x | 38 | x | 4 | x | 0.667 |  |  | = | 202.768
|  | Top/Ext 1/2 Ø |  | 1 | x | 2 | x | 4.33 | x | 0.667 |  |  | = | 5.7762
|  | Ext/D bar 1/2 Ø |  | 2 | x | 4 | x | 10.5 | x | 0.667 |  |  | = | 56.028
|  | """ |  | 2 | x | 4 | x | 11.5 | x | 0.667 |  |  | = | 61.364
|  | Chairs 1/2 Ø |  | 1 | x | 40 | x | 2.5 | x | 0.667 |  |  | = | 66.7
[12 empty] | Total |  | 10741.5691
| Convert Lbs to Cwt |  |  | 10741.5691 |  |  | ÷ | 112 |  |  |  | Cwt | = | 95.9069
5 | R.C.C work including all labour and materials except the cost of steel reinforcement and its labour for bending and binding which will be paid separately. This Rate also include all kinds of forms: lifting shuttering curing rendering and finishing the exposed surface (i/c screening & washing of shingle). R.C. work in roof, slab, beams cols, rafts, lintels and other structural all respect ratio 1:2:4 (90-lbs) cement 2-cft sand 4-cft shingle 1/8" to 1/4" gauge (S.I.No.15/6-a-i)
| Footing |  |  | 1 | x | 32 | x | 3 | x | 3 | x | 1.5 | = | 432
| Coloumn |  |  | 1 | x | 36 | x | 1 | x | 1 | x | 6.5 | = | 234
| Plinth Beam | 1 | x( | 100 | + | 100 | + | 100+3 | )x | 1 | x | 1.5 | = | 456
| M/Gate Footing |  |  | 3 | x | 5 | x | 5 | x | 1.5 |  |  | = | 112.5
| M/Gate Column |  |  | 2 | x | 2 | x | 2 | x | 4.5 |  |  | = | 36
| M/Gate S/S |  |  | 3 | x | 2 | x | 2 | x | 12 |  |  | = | 144
| "" Plinth Beam |  |  | 2 | x | 10 | x | 0.67 | x | 2 |  |  | = | 26.8
| """ |  |  | 2 | x | 8 | x | 0.67 | x | 2 |  |  | = | 21.44
| M/Gate Projection Slab |  |  | 1 | x | 21.5 | x | 5 | x | 0.58 |  |  | = | 62.35
[12 empty] | Total |  | 1525.09
6 | Erection and removal of centering for RCC or plain cement concrete works of deodar wood (2nd class for partal wood vertical. (S.I.No.17/19-b-ii)
Compound Wall B/Side |  | 1 | x | 2 | x( | 100 | + | 100 | + | 100+4 | )x | 6.5 | = | 3952
[12 empty] | Total |  | 3952
7 | Cement concrete plain including placing compacting finishing and curing complete (including screening and washing of stone aggregate without shuttering ratio (h) 1:3:6. (S.I.No.15/5-h)
|  | 1 | x( | 100 | + | 100 | + | 100+4 | )x | 1 | x | 6.5 | = | 1976
Plinth Protection
CC Topping
| Grid (G1-H1) |  |  | 1 | x | 19.08 | x | 2 | x | 2.5 |  |  | = | 95.4
| "' (G1-G3) |  |  | 1 | x | 22.5 | x | 2 | x | 2.5 |  |  | = | 112.5
| "' (A3-G3) |  |  | 1 | x | 82.5 | x | 2 | x | 2.5 |  |  | = | 412.5
| "" (A3-A7) |  |  | 1 | x | 45 | x | 2 | x | 2.5 |  |  | = | 225
| "' (A7-C7) |  |  | 1 | x | 29.5 | x | 2 | x | 2.5 |  |  | = | 147.5
| "" (C7-C12) |  |  | 1 | x | 44.42 | x | 2 | x | 2.5 |  |  | = | 222.1
| "' (G12-E12) |  |  | 1 | x | 28.5 | x | 2 | x | 2.5 |  |  | = | 142.5
| "" (E12-E14) |  |  | 1 | x | 51 | x | 2 | x | 2.5 |  |  | = | 255
| "' (E14-J14) |  |  | 1 | x | 58 | x | 2 | x | 2.5 |  |  | = | 290
| "" (J12-J14) |  |  | 1 | x | 51 | x | 2 | x | 2.5 |  |  | = | 255
| "" (J12-L12) |  |  | 1 | x | 52.5 | x | 2 | x | 2.5 |  |  | = | 262.5
| "" (L3-L12) |  |  | 1 | x | 87.42 | x | 2 | x | 2.5 |  |  | = | 437.1
| "" (H+3-L3) |  |  | 1 | x | 66.42 | x | 2 | x | 2.5 |  |  | = | 332.1
[12 empty] | Total |  | 5165.2
8 | Providing and laying 1:3:6 cement concrete solid block masonry set in 1:6 cement mortar in ground floor superstructure in/c: raking out joints and curing etc complete. (S.I.No.18/23).
Compound Wall B/Side |  | 1 | x( | 100 | + | 100 | + | 100+4 | )x | 0.5 | x | 6.5 | = | 988
M/Building Plith Protection
| Grid (G1-H1) |  |  | 1 | x | 19.08 | x | 0.67 | x | 4 |  |  | = | 51.1344
| "' (G1-G3) |  |  | 1 | x | 22.5 | x | 0.67 | x | 4 |  |  | = | 60.3
| "' (A3-G3) |  |  | 1 | x | 82.5 | x | 0.67 | x | 4 |  |  | = | 221.1
| "" (A3-A7) |  |  | 1 | x | 45 | x | 0.67 | x | 4 |  |  | = | 120.6
| "' (A7-C7) |  |  | 1 | x | 29.5 | x | 0.67 | x | 4 |  |  | = | 79.06
| "" (C7-C12) |  |  | 1 | x | 44.42 | x | 0.67 | x | 4 |  |  | = | 119.0456
| "' (G12-E12) |  |  | 1 | x | 28.5 | x | 0.67 | x | 4 |  |  | = | 76.38
| "" (E12-E14) |  |  | 1 | x | 51 | x | 0.67 | x | 4 |  |  | = | 136.68
| "' (E14-J14) |  |  | 1 | x | 58 | x | 0.67 | x | 4 |  |  | = | 155.44
| "" (J12-J14) |  |  | 1 | x | 51 | x | 0.67 | x | 4 |  |  | = | 136.68
| "" (J12-L12) |  |  | 1 | x | 52.5 | x | 0.67 | x | 4 |  |  | = | 140.7
| "" (L3-L12) |  |  | 1 | x | 87.42 | x | 0.67 | x | 4 |  |  | = | 234.2856
| "" (H+3-L3) |  |  | 1 | x | 66.42 | x | 0.67 | x | 4 |  |  | = | 178.0056
Main Enterence
| Ramp & Stair |  |  | 1 | x | 25.17 | x | 0.67 | x | 5.5 |  |  | = | 92.7515
|  |  |  | 2 | x | 13.75 | x | 0.67 | x | 5.5 |  |  | = | 101.3375
[12 empty] | Total |  | 2891.5002
9 | Cement Plaster (1:4) upto 20' height 3/4" thick. (S.I.No.51/11-C) .
Compound Wall B/Side |  | 2 | x( | 100 | + | 100 | + | 100 | + | 4 | )x | 10 | = | 6080
[12 empty] | Total |  | 6080
10 | Distempering in three coats.(S.I.No.54/24).
| Front Side | 2 | x( | 100 | + | 100 | + | 100 | )x | 10 |  |  | = | 6000
| Columns Offside | 2 | x | 2 | x | 36 | x | 0.33 | x | 10 |  |  |  | 475.2
| Right Side | 2 | x( | 100 | + | 100 | + | 155 | )x | 10 |  |  | = | 7100
| Columns Offside | 2 | x | 2 | x | 45 | x | 0.33 | x | 10 |  |  |  | 594
| Left Side | 2 | x( | 100 | + | 100 | + | 100 | + | 149 | )x | 10 | = | 8980
| Columns Offside | 2 | x | 2 | x | 56 | x | 0.33 | x | 10 |  |  |  | 739.2
| Back Side | 2 | x( | 100 | + | 100 | + | 97 | )x | 10 |  |  | = | 5940
| Columns Offside | 2 | x | 2 | x | 35 | x | 0.33 | x | 10 |  |  |  | 462
| Centre | 2 | x( | 100 | + | 100 | + | 100 | )x | 10 |  |  | = | 6000
| Columns Offside | 2 | x | 2 | x | 36 | x | 0.33 | x | 10 |  |  |  | 475.2
[12 empty] | Total |  | 36290.4
11 | Heavy Type Gate
| Colony Main Gate |  |  | 1 | x | 12 | x | 8 |  |  |  |  | = | 96
| Colony Side Door |  |  | 1 | x | 4 | x | 8 |  |  |  |  | = | 32
[12 empty] | Total |  | 128
PART "B"
PLUMBING WORKS
Main Building
1 | Providing and fixing squatting type white glazed earthenware W.C. pan with front flush inlet and complete with including the cost of flushing cistern with internal fitting and flush pipe with bend and making requisite number of holes in walls plinth & floor for pipe connection & making good in cement concrete 1:2:4 (A) W.C. pan of non less than 23” clear opening between flushing rims and 3 gallons flushing tank with 4” dia earthen ware. (S.I.No.2-a/P-1)
|  | 13 | + | 10 | + | 6 | = | 29 | x | 5772.8 |  | Each | = | 167411.2
2 | Providing and fixing European white glazed earthen ware wash down w.c pan complete with and i/c the cost of white/black plastic seat (Best/Quality) and lid with c.p brass hings & buffers 3 Gallons white glazed earthen ware low level flushing cistern with siphon fitting 1-1/2” dia white porcelain enameled flush bend ¾” dia and making requisite number of holes in walls, plinth & floor for pipe connections and making good in cement concrete 1:2:4 (foreign quality) (P-2/item-5)
|  | 11 | + | 9 | + | 7 | = | 27 | x | 11477.4 |  | Each | = | 309889.8
3 | Providing and fixing 22” x 16” lavatory basin in white glazed earthen ware complete with & including the cost of W.I. or C.I cantilever brackets 6 inches built into wall. Painted white in two coats after a primary coat of red lead paint a pair of ½” chrome plated pillar taps, 1-1/2” dia rubber plug & chrome plated brass chain 1-1/4” dia, malleable iron or C.P. brass traps malleable iron or brass unions and making requisite number of holes in walls, plinth & floor for pipe connections and making good in cement concrete 1:2:4 (Standard Pattern). (SI # 12 Page # 4)
|  | 12 | + | 10 | + | 10 | = | 32 | x | 4694.8 |  | Each | = | 150233.6
4 | Add extra for labor for providing and fixing of earthen ware pedestal white or colored glazed (Standard Pattern) (S.I.No.9/p#3)
|  | 12 | + | 10 | + | 10 | = | 32 | x | 938.47 |  | Each | = | 30031.04
5 | Providing and fixing 6” x 12” or 6” x 3” C.I floor trap of the approved self cleaning design with a C.I screwed down grating with or without a vent arm complete with and including making requisite number of holes in walls. Plinth and floor for pipe connection & making good in cement concrete 1:2:4 (CSI # 20/P-6)
|  | 33 | + | 23 | + | 16 | = | 72 | x | 2042.43 |  | Each | = | 147054.96
6 | S/Fixing Jet Shower with rod of superior quality single C.P head 1/2" dia (S.I.No.15/P-19)
|  | 2 | + | 1 | + | 1 | = | 4 | x | 1142.24 |  | Each | = | 4568.96
7 | S/F C.P Muslim Shower with Crystal head etc complete (S.I.No.19-b/P-19)
|  | 22 | + | 18 | + | 16 | = | 56 | x | 3432 |  | Each | = | 192192
8 | Providing and fixing handle valves (china)(S.I.No.5/P-17)
| 1/2" Dia | 5 | + | 5 | + | 5 | = | 15 | x | 271.92 |  | Each | = | 4078.8
| 1" Dia | 2 | + | 2 | + | 2 | = | 6 | x | 540.8 |  | Each | = | 3244.8
9 | S/F bib cock (long Size) and tee cock plastic coated of superior quality for required colour. (13a/p-19)
|  | 2 | + | 2 | + | 2 | = | 6 | x | 280 |  | Each | = | 1680
10 | Supplying & fixing swan type piller cock of Superior Quality single c.p. head ½” dia (S.I.No.16(a)/P-19)
|  | 3 | + | 3 | + | 3 | = | 9 | x | 795.3 |  | Each | = | 7157.7
11 | Providing and fixing in position nyloon connections complete with 1/2" dia, brass Stop Cock with pair of brass nuts and lining joints to nyloon connection (S.No.23/P-6)
|  | 8 | + | 7 | + | 8 | = | 23 | x | 447.15 |  | Each | = | 10284.45
12 | Concealed c.p fitting, S/F concealed stop cock of superior quality with c.p head ½” dia (P-6/13-a)
|  | 24 | + | 15 | + | 26 | = | 65 | x | 1109.46 |  | Each | = | 72114.9
13 | Providing and fixing 6"x4" gully trap with 4" outlet complete with 4" thick 1:2:4 C.C for bed & 1/2 thick cement plaster (1:3) to the karb, C.I grating 6"x6" & frame 12"x12" (inside) etc complete, Earthen ware Glazed gully trap 6x6"x4"(1-24).
|  | 22 | + | 18 | + | 16 | = | 56 | x | 1220.67 |  | Each | = | 68357.52
14 | P/F U PVC Pipe (Pak Arab or Equlivent) of Sch-40 on surface or cancelled mesonry / cement concrete or R.C.C up to req height footing by lasing solvant (AGM or equilvent) and making good with c.c i/c carring with finishing etc complete that sat also i/c all kind of labour, material, cartage etc as approved by Engineer Incharge. (R.A.A)
| 1/2" Dia | 56 | x | 1 | x | 90 | = | 5040 | x | 66 |  | P.Rft | = | 332640
| 1" Dia | 30 | x | 1 | x | 28 | = | 840.1 | x | 106 |  | P.Rft | = | 89050.6
| 4" Dia | 45 | x | 1 | x | 25 | = | 1125.2 | x | 541 |  | P.Rft | = | 608733.2
| 6" Dia | 22 | x | 1 | x | 28 | = | 616.08 | x | 941 |  | P.Rft | = | 579731.28
15 | P/F uPVC Union “Solvent” (Pak Arab or Equivalent) Schedule 40 make of approved quality and design of various Sate UPVC Pipe using approved adhesive compound upto required height etc complete that rate also i/c all kind of labour, material, cartage etc as approved by Engineer Incharge. (R.A)
| 1/2" Dia |  |  | 36 |  | No. |  | 390 |  | Each |  |  | = | 14040
| 1" Dia |  |  | 24 |  | No. |  | 610 |  | Each |  |  | = | 14640
16 | P/F uPVC Socket (Pak Arab or Equivalent) Schedule 40 make of approved quality and design of various Sate UPVC Pipe using approved adhesive compound upto required height etc complete that rate also i/c all kind of labour, material, cartage etc as approved by Engineer Incharge. (R.A)
| 1/2" Dia |  |  | 200 |  | No. |  | 69 |  | Each |  |  | = | 13800
| 1" Dia |  |  | 75 |  | No. |  | 82 |  | Each |  |  | = | 6150
| 4" Dia |  |  | 48 |  | No. |  | 309 |  | Each |  |  | = | 14832
| 6" Dia |  |  | 20 |  | No. |  | 760 |  | Each |  |  | = | 15200
17 | P/F uPVC Tee (Pak Arab or Equivalent) Schedule 40 make of approved quality and design of various Sate UPVC Pipe using approved adhesive compound upto required height etc complete that rate also i/c all kind of labour, material, cartage etc as approved by Engineer Incharge. (R.A)
| 1/2" Dia |  |  | 96 |  | No. |  | 78 |  | Each |  |  | = | 7488
| 1" Dia |  |  | 36 |  | No. |  | 100 |  | Each |  |  | = | 3600
| 4" Dia |  |  | 24 |  | No. |  | 594 |  | Each |  |  | = | 14256
| 6" Dia |  |  | 4 |  | No. |  | 1200 |  | Each |  |  | = | 4800
18 | P/F Elbow 90⁰ (Pak Arab or Equlivent) dia of approvedquality and design of variores Sjato UPVC Pipe using approved adhansur comprd upto req height etc complete that rate also i/c all kind of labour, material, cartage etc as approved by Engineer Incharge. (R.A)
| 1/2" Dia |  |  | 320 |  | No. |  | 73 |  | Each |  |  | = | 23360
| 1" Dia |  |  | 48 |  | No. |  | 93 |  | Each |  |  | = | 4464
| 4" Dia |  |  | 75 |  | No. |  | 432 |  | Each |  |  | = | 32400
| 6" Dia |  |  | 10 |  | No. |  | 993 |  | Each |  |  | = | 9930
19 | P/F UPVC Plastic Clip (Pak Arab or equivalent) make of approved quality and design of various size fixed to UPVC pipe using approved adhensive compound upto required height etc complete. This rate also in/c all kind of labour, material, cartage as approved by Engineer Incharge.(R.A)
| 1/2" Dia |  |  | 180 |  | No. |  | 75 |  | Each |  |  | = | 13500
| 1" Dia |  |  | 96 |  | No. |  | 83 |  | Each |  |  | = | 7968
| 4" Dia |  |  | 60 |  | No. |  | 159 |  | Each |  |  | = | 9540
20 | P/F uPVC Y Tee (Pak Arab or Equivalent) Schedule 40 make of approved quality and design of various Sate UPVC Pipe using approved adhesive compound upto required height etc complete that rate also i/c all kind of labour, material, cartage etc as approved by Engineer Incharge. (R.A)
| 4" Dia |  |  | 36 |  | No |  | 1005 |  | Each |  |  | = | 36180
21 | Providing chambers 15”x9” (inside dimensions) x 24” deep for house meters with 6” thick C.C 1:3:6 blocks set-on 1:6 cement mortor 6” thick C.C 1:4:8 in foundation ½” thick cement plaster 1:3 to all inside wall surface and to top 1” thick C.C. 1:2:4 flooring complete with hinged cost iron cover and frame 15”x9” (inside) clear opening (Wt:-1Qr) etc, fixied in cement concrete 1:2:4 including curring excavation back filling & desposal of surplus earth etc. complete. (CSI #2/P-20)
| Back Side |  |  | 10 |  | No. | @ | 5913.22 |  | Each |  |  | = | 59132.2
| Ramp Side |  |  | 8 |  | No. | @ | 5913.22 |  | Each |  |  | = | 47305.76
| Right Side |  |  | 3 |  | No. | @ | 5913.22 |  | Each |  |  | = | 17739.66
| Left Front Side |  |  | 5 |  | No. | @ | 5913.22 |  | Each |  |  | = | 29566.1
| Left Back Side |  |  | 5 |  | No. | @ | 5913.22 |  | Each |  |  | = | 29566.1
22 | Construction of man hole or inspection chamber to required dia of circular sewer 3’-6” depth with walls 13.13 in cement mortar 1:3, ½” thick cement plaster c/cl and c/c duly painted etc. (S.I No. 1/P. 39)
|  |  |  | 14 |  | No. | @ | 14748 |  | Each |  |  | = | 206472
23 | P/F uPVC Reducer Bush (Pak Arab or Equivalent) Schedule 40 make of approved quality and design of various Sate UPVC Pipe using approved adhesive compound upto required height etc complete that rate also i/c all kind of labour, material, cartage etc as approved by Engineer Incharge. (R.A)
| 1"- 1/2" Dia |  |  | 60 |  | No. | @ | 104 |  | Each |  |  | = | 6240
Total Amount
24 | Providing & Fixing uPVC "Cowel" ( Pak Arab or Equavalent) Schedule 40 Make of approved quality and design of various size fixed to uPVC pipe using approved adhensive compound upto required height etc complete. This rate also in/c all king of labour, material, cartage as approved by Engineer in charge.
|  |  |  | 27 |  | No. | @ | 320 |  | Each |  |  | = | 8640
Kitchen
1 | P/F U PVC Pipe (Pak Arab or Equlivent) of Sch-40 on surface or cancelled mesonry / cement concrete or R.C.C up to req height footing by lasing solvant (AGM or equilvent) and making good with c.c i/c carring with finishing etc complete that sat also i/c all kind of labour, material, cartage etc as approved by Engineer Incharge. (R.A.A)
| 1/2" Dia | 6 | x | 1 | x | 10 | = | 60 | x | 66 |  | P.Rft | = | 3960
| 1" Dia | 15 | x | 1 | x | 4 | = | 60 | x | 106 |  | P.Rft | = | 6360
| 4" Dia | 4 | x | 1 | x | 8 | = | 32 | x | 541 |  | P.Rft | = | 17312
2 | P/F uPVC Socket (Pak Arab or Equivalent) Schedule 40 make of approved quality and design of various Sate UPVC Pipe using approved adhesive compound upto required height etc complete that rate also i/c all kind of labour, material, cartage etc as approved by Engineer Incharge. (R.A)
| 1/2" Dia |  |  | 12 |  | No. |  | 69 |  | Each |  |  | = | 828
3 | Providing chambers 15”x9” (inside dimensions) x 24” deep for house meters with 6” thick C.C 1:3:6 blocks set-on 1:6 cement mortor 6” thick C.C 1:4:8 in foundation ½” thick cement plaster 1:3 to all inside wall surface and to top 1” thick C.C. 1:2:4 flooring complete with hinged cost iron cover and frame 15”x9” (inside) clear opening (Wt:-1Qr) etc, fixied in cement concrete 1:2:4 including curring excavation back filling & desposal of surplus earth etc. complete. (CSI #2/P-20)
| Back Side |  |  | 2 |  | No. | @ | 5913.22 |  | Each |  |  | = | 11826.44
4 | P/F UPVC Plastic Clip (Pak Arab or equivalent) make of approved quality and design of various size fixed to UPVC pipe using approved adhensive compound upto required height etc complete. This rate also in/c all kind of labour, material, cartage as approved by Engineer Incharge.(R.A)
| 1/2" Dia |  |  | 5 |  | No. |  | 75 |  | Each |  |  | = | 375
5 | Providing and fixing handle valves (china)(S.I.No.5/P-17)
| 1/2" Dia |  |  | 2 | x | 271.92 |  | Each |  |  |  |  | = | 543.84
6 | P/F uPVC Tee (Pak Arab or Equivalent) Schedule 40 make of approved quality and design of various Sate UPVC Pipe using approved adhesive compound upto required height etc complete that rate also i/c all kind of labour, material, cartage etc as approved by Engineer Incharge. (R.A)
| 1/2" Dia |  |  | 4 |  | No. |  | 78 |  | Each |  |  | = | 312
7 | providing / fixing steel sink stainless local make complete with cast iron or wraught iron brackets 6 inches built in wall 1-1/2" CP bubber plug chrome pleed brass chain 1- 1/2" PVC waster pipe and making requsite number of holes in wall and plinth and floor for pipe connection and making good in cement concrete 1:2:4 (c) steel sink stainless sized 33" x 18" local make (standard Pattern).
|  | 2 |  | No. |  |  | @ | 5162.3 |  |  |  |  | = | 10324.6
8 | Concealed c.p fitting, S/F concealed stop cock of superior quality with c.p head ½” dia (P-6/13-a)
|  | 2 |  | No. |  |  | @ | 1109.46 |  |  |  |  | = | 2218.92
9 | S/F Fiber glass Tank of approved quality and design and wall thickness as specified i/c cost of nuts bolts and fixing plate farm of c.c. 1;3;6; and making connection for inlet and outlet and over floor inlet out let etc complete(c) 500Gallons; wallthickness 4.5 mm (R.A.)
|  | 1 |  | No. |  |  | @ | 48756 |  |  |  |  | = | 48756
[12 empty] | Total |  | 3532081.43
Category V
1 | Providing and fixing squatting type white glazed earthenware W.C. pan with front flush inlet and complete with including the cost of flushing cistern with internal fitting and flush pipe with bend and making requisite number of holes in walls plinth & floor for pipe connection & making good in cement concrete 1:2:4 (A) W.C. pan of non less than 23” clear opening between flushing rims and 3 gallons flushing tank with 4” dia earthen ware. (S.I.No.2-a/P-1)
|  | 6 |  | No |  |  | 5772.8 |  |  | Each |  |  | = | 34636.8
2 | Providing and fixing 22” x 16” lavatory basin in white glazed earthen ware complete with & including the cost of W.I. or C.I cantilever brackets 6 inches built into wall. Painted white in two coats after a primary coat of red lead paint a pair of ½” chrome plated pillar taps, 1-1/2” dia rubber plug & chrome plated brass chain 1-1/4” dia, malleable iron or C.P. brass traps malleable iron or brass unions and making requisite number of holes in walls, plinth & floor for pipe connections and making good in cement concrete 1:2:4 (Standard Pattern). (SI # 12 Page # 4)
|  | 2 | + | 2 | + | 2 | = | 6 | x | 4694.8 |  | Each | = | 28168.8
3 | Add extra for labor for providing and fixing of earthen ware pedestal white or colored glazed (Standard Pattern) (S.I.No.9/p#3)
|  | 2 | + | 2 | + | 2 | = | 6 | x | 938.47 |  | Each | = | 5630.82
4 | Providing and fixing 6” x 12” or 6” x 3” C.I floor trap of the approved self cleaning design with a C.I screwed down grating with or without a vent arm complete with and including making requisite number of holes in walls. Plinth and floor for pipe connection & making good in cement concrete 1:2:4 (CSI # 20/P-6)
|  | 6 | + | 6 | + | 6 | = | 18 | x | 2042.43 |  | Each | = | 36763.74
5 | S/Fixing Jet Shower with rod of superior quality single C.P head 1/2" dia (S.I.No.15/P-19)
|  | 2 | + | 2 | + | 2 | = | 6 | x | 1142.24 |  | Each | = | 6853.44
6 | Providing and fixing handle valves (china)(S.I.No.5/P-17)
| 1/2" Dia | 2 | + | 2 | + | 2 | = | 6 | x | 271.92 |  | Each | = | 1631.52
| 1" Dia | 2 | + | 2 | + | 2 | = | 6 | x | 540.8 |  | Each | = | 3244.8
7 | S/F bib cock (long Size) and tee cock plastic coated of superior quality for required colour. (13a/p-19)
|  | 2 | + | 2 | + | 2 | = | 6 | x | 280 |  | Each | = | 1680
8 | Supplying & fixing swan type piller cock of Superior Quality single c.p. head ½” dia (S.I.No.16(a)/P-19)
|  | 3 | + | 3 | + | 3 | = | 9 | x | 795.3 |  | Each | = | 7157.7
9 | Providing and fixing in position nyloon connections complete with 1/2" dia, brass Stop Cock with pair of brass nuts and lining joints to nyloon connection (S.No.23/P-6)
|  | 2 | + | 2 | + | 2 | = | 6 | x | 447.15 |  | Each | = | 2682.9
10 | Concealed c.p fitting, S/F concealed stop cock of superior quality with c.p head ½” dia (P-6/13-a)
|  | 6 | + | 6 | + | 6 | = | 18 | x | 1109.46 |  | Each | = | 19970.28
11 | Providing and fixing 6"x4" gully trap with 4" outlet complete with 4" thick 1:2:4 C.C for bed & 1/2 thick cement plaster (1:3) to the karb, C.I grating 6"x6" & frame 12"x12" (inside) etc complete, Earthen ware Glazed gully trap 6x6"x4"(1-24).
|  | 2 | + | 2 | + | 2 | = | 6 | x | 1220.67 |  | Each | = | 7324.02
12 | P/F U PVC Pipe (Pak Arab or Equlivent) of Sch-40 on surface or cancelled mesonry / cement concrete or R.C.C up to req height footing by lasing solvant (AGM or equilvent) and making good with c.c i/c carring with finishing etc complete that sat also i/c all kind of labour, material, cartage etc as approved by Engineer Incharge. (R.A.A)
| 1/2" Dia | 1 | x | 10 | x | 21 | = | 210 | x | 66 |  | P.Rft | = | 13860
| 1" Dia | 1 | x | 10 | x | 42 | = | 420 | x | 106 |  | P.Rft | = | 44520
| 4" Dia | 1 | x | 20 | x | 21 | = | 420 | x | 541 |  | P.Rft | = | 227220
| 6" Dia | 1 | x | 20 | x | 6 | = | 120 | x | 941 |  | P.Rft | = | 112920
13 | P/F uPVC Union “Solvent” (Pak Arab or Equivalent) Schedule 40 make of approved quality and design of various Sate UPVC Pipe using approved adhesive compound upto required height etc complete that rate also i/c all kind of labour, material, cartage etc as approved by Engineer Incharge. (R.A)
| 1/2" Dia |  |  | 12 |  | No. |  | 390 |  | Each |  |  | = | 4680
| 1" Dia |  |  | 6 |  | No. |  | 610 |  | Each |  |  | = | 3660
14 | P/F uPVC Socket (Pak Arab or Equivalent) Schedule 40 make of approved quality and design of various Sate UPVC Pipe using approved adhesive compound upto required height etc complete that rate also i/c all kind of labour, material, cartage etc as approved by Engineer Incharge. (R.A)
| 1/2" Dia |  |  | 30 |  | No. |  | 69 |  | Each |  |  | = | 2070
| 1" Dia |  |  | 24 |  | No. |  | 82 |  | Each |  |  | = | 1968
| 4" Dia |  |  | 18 |  | No. |  | 309 |  | Each |  |  | = | 5562
| 6" Dia |  |  | 6 |  | No. |  | 760 |  | Each |  |  | = | 4560
15 | P/F uPVC Tee (Pak Arab or Equivalent) Schedule 40 make of approved quality and design of various Sate UPVC Pipe using approved adhesive compound upto required height etc complete that rate also i/c all kind of labour, material, cartage etc as approved by Engineer Incharge. (R.A)
| 1/2" Dia |  |  | 24 |  | No. |  | 78 |  | Each |  |  | = | 1872
| 1" Dia |  |  | 12 |  | No. |  | 100 |  | Each |  |  | = | 1200
| 4" Dia |  |  | 6 |  | No. |  | 594 |  | Each |  |  | = | 3564
| 6" Dia |  |  | 3 |  | No. |  | 1221 |  | Each |  |  | = | 3663
16 | P/F Elbow 90⁰ (Pak Arab or Equlivent) dia of approvedquality and design of variores Sjato UPVC Pipe using approved adhansur comprd upto req height etc complete that rate also i/c all kind of labour, material, cartage etc as approved by Engineer Incharge. (R.A)
| 1/2" Dia |  |  | 42 |  | No. |  | 73 |  | Each |  |  | = | 3066
| 1" Dia |  |  | 12 |  | No. |  | 93 |  | Each |  |  | = | 1116
| 4" Dia |  |  | 30 |  | No. |  | 432 |  | Each |  |  | = | 12960
| 6" Dia |  |  | 6 |  | No. |  | 993 |  | Each |  |  | = | 5958
17 | P/F UPVC Plastic Clip (Pak Arab or equivalent) make of approved quality and design of various size fixed to UPVC pipe using approved adhensive compound upto required height etc complete. This rate also in/c all kind of labour, material, cartage as approved by Engineer Incharge.(R.A)
| 1/2" Dia |  |  | 48 |  | No. |  | 75 |  | Each |  |  | = | 3600
| 1" Dia |  |  | 48 |  | No. |  | 83 |  | Each |  |  | = | 3984
| 4" Dia |  |  | 36 |  | No. |  | 159 |  | Each |  |  | = | 5724
19 | Providing chambers 15”x9” (inside dimensions) x 24” deep for house meters with 6” thick C.C 1:3:6 blocks set-on 1:6 cement mortor 6” thick C.C 1:4:8 in foundation ½” thick cement plaster 1:3 to all inside wall surface and to top 1” thick C.C. 1:2:4 flooring complete with hinged cost iron cover and frame 15”x9” (inside) clear opening (Wt:-1Qr) etc, fixied in cement concrete 1:2:4 including curring excavation back filling & desposal of surplus earth etc. complete. (CSI #2/P-20)
|  |  |  | 6 |  | No. | @ | 5913.22 |  | Each |  |  | = | 35479.32
20 | Construction of man hole or inspection chamber to required dia of circular sewer 3’-6” depth with walls 13.13 in cement mortar 1:3, ½” thick cement plaster c/cl and c/c duly painted etc. (S.I No. 1/P. 39)
|  |  |  | 2 |  | No. | @ | 14748 |  | Each |  |  | = | 29496
21 | P/F uPVC Reducer Bush (Pak Arab or Equivalent) Schedule 40 make of approved quality and design of various Sate UPVC Pipe using approved adhesive compound upto required height etc complete that rate also i/c all kind of labour, material, cartage etc as approved by Engineer Incharge. (R.A)
| 1"- 1/2" Dia |  |  | 18 |  | No. | @ | 104 |  | Each |  |  | = | 1872
22 | Providing & Fixing uPVC "Cowel" ( Pak Arab or Equavalent) Schedule 40 Make of approved quality and design of various size fixed to uPVC pipe using approved adhensive compound upto required height etc complete. This rate also in/c all king of labour, material, cartage as approved by Engineer in charge.
|  |  |  | 6 |  | No. | @ | 320 |  | Each |  |  | = | 1920
23 | Providing / fixing steel sink stainless local make complete with cast iron or wraught iron brackets 6 inches built in wall 1-1/2" CP rubber plug chrome pleed brass chain 1- 1/2" PVC waster pipe and making requsite number of holes in wall and plinth and floor for pipe connection and making good in cement concrete 1:2:4 (c) steel sink stainless sized 33" x 18" local make (standard Pattern).
|  | 6 |  | No. |  |  | @ | 5162.3 |  |  |  |  | = | 30973.8
[12 empty] | Total |  | 723212.94
Category IV
1 | Providing and fixing squatting type white glazed earthenware W.C. pan with front flush inlet and complete with including the cost of flushing cistern with internal fitting and flush pipe with bend and making requisite number of holes in walls plinth & floor for pipe connection & making good in cement concrete 1:2:4 (A) W.C. pan of non less than 23” clear opening between flushing rims and 3 gallons flushing tank with 4” dia earthen ware. (S.I.No.2-a/P-1)
|  | 4 | + | 4 | + | 4 | = | 12 | x | 5772.8 |  | Each | = | 69273.6
3 | Providing and fixing 22” x 16” lavatory basin in white glazed earthen ware complete with & including the cost of W.I. or C.I cantilever brackets 6 inches built into wall. Painted white in two coats after a primary coat of red lead paint a pair of ½” chrome plated pillar taps, 1-1/2” dia rubber plug & chrome plated brass chain 1-1/4” dia, malleable iron or C.P. brass traps malleable iron or brass unions and making requisite number of holes in walls, plinth & floor for pipe connections and making good in cement concrete 1:2:4 (Standard Pattern). (SI # 12 Page # 4)
|  | 2 | + | 2 | + | 2 | = | 6 | x | 4694.8 |  | Each | = | 28168.8
5 | Providing and fixing 6” x 12” or 6” x 3” C.I floor trap of the approved self cleaning design with a C.I screwed down grating with or without a vent arm complete with and including making requisite number of holes in walls. Plinth and floor for pipe connection & making good in cement concrete 1:2:4 (CSI # 20/P-6)
|  | 6 | + | 6 | + | 6 | = | 18 | x | 2042.43 |  | Each | = | 36763.74
6 | S/Fixing Jet Shower with rod of superior quality single C.P head 1/2" dia (S.I.No.15/P-19)
|  | 4 | + | 4 | + | 4 | = | 12 | x | 1142.24 |  | Each | = | 13706.88
7 | Providing and fixing handle valves (china)(S.I.No.5/P-17)
| 1/2" Dia | 2 | + | 2 | + | 2 | = | 6 | x | 271.92 |  | Each | = | 1631.52
| 1" Dia | 2 | + | 2 | + | 2 | = | 6 | x | 540.8 |  | Each | = | 3244.8
8 | S/F bib cock (long Size) and tee cock plastic coated of superior quality for required colour. (13a/p-19)
|  | 4 | + | 4 | + | 4 | = | 12 | x | 280 |  | Each | = | 3360
9 | Supplying & fixing swan type piller cock of Superior Quality single c.p. head ½” dia (S.I.No.16(a)/P-19)
|  | 6 | + | 6 | + | 6 | = | 18 | x | 795.3 |  | Each | = | 14315.4
10 | Providing and fixing in position nyloon connections complete with 1/2" dia, brass Stop Cock with pair of brass nuts and lining joints to nyloon connection (S.No.23/P-6)
|  | 6 | + | 6 | + | 6 | = | 18 | x | 447.15 |  | Each | = | 8048.7
11 | Concealed c.p fitting, S/F concealed stop cock of superior quality with c.p head ½” dia (P-6/13-a)
|  | 10 | + | 10 | + | 10 | = | 30 | x | 1109.46 |  | Each | = | 33283.8
12 | Providing and fixing 6"x4" gully trap with 4" outlet complete with 4" thick 1:2:4 C.C for bed & 1/2 thick cement plaster (1:3) to the karb, C.I grating 6"x6" & frame 12"x12" (inside) etc complete, Earthen ware Glazed gully trap 6x6"x4"(1-24).
|  | 4 | + | 4 | + | 4 | = | 12 | x | 1220.67 |  | Each | = | 14648.04
13 | P/F U PVC Pipe (Pak Arab or Equlivent) of Sch-40 on surface or cancelled mesonry / cement concrete or R.C.C up to req height footing by lasing solvant (AGM or equilvent) and making good with c.c i/c carring with finishing etc complete that sat also i/c all kind of labour, material, cartage etc as approved by Engineer Incharge. (R.A.A)
| 1/2" Dia | 1 | x | 10 | x | 22 | = | 220 | x | 66 |  | P.Rft | = | 14520
| 1" Dia | 1 | x | 10 | x | 43 | = | 430 | x | 106 |  | P.Rft | = | 45580
| 4" Dia | 1 | x | 15 | x | 22 | = | 330 | x | 541 |  | P.Rft | = | 178530
| 6" Dia | 1 | x | 20 | x | 6 | = | 120 | x | 941 |  | P.Rft | = | 112920
14 | P/F uPVC Union “Solvent” (Pak Arab or Equivalent) Schedule 40 make of approved quality and design of various Sate UPVC Pipe using approved adhesive compound upto required height etc complete that rate also i/c all kind of labour, material, cartage etc as approved by Engineer Incharge. (R.A)
| 1/2" Dia |  |  | 12 |  | No. |  | 390 |  | Each |  |  | = | 4680
| 1" Dia |  |  | 6 |  | No. |  | 610 |  | Each |  |  | = | 3660
15 | P/F uPVC Socket (Pak Arab or Equivalent) Schedule 40 make of approved quality and design of various Sate UPVC Pipe using approved adhesive compound upto required height etc complete that rate also i/c all kind of labour, material, cartage etc as approved by Engineer Incharge. (R.A)
| 1/2" Dia |  |  | 40 |  | No. |  | 69 |  | Each |  |  | = | 2760
| 1" Dia |  |  | 30 |  | No. |  | 82 |  | Each |  |  | = | 2460
| 4" Dia |  |  | 18 |  | No. |  | 309 |  | Each |  |  | = | 5562
| 6" Dia |  |  | 6 |  | No. |  | 760 |  | Each |  |  | = | 4560
16 | P/F uPVC Tee (Pak Arab or Equivalent) Schedule 40 make of approved quality and design of various Sate UPVC Pipe using approved adhesive compound upto required height etc complete that rate also i/c all kind of labour, material, cartage etc as approved by Engineer Incharge. (R.A)
| 1/2" Dia |  |  | 30 |  | No. |  | 78 |  | Each |  |  | = | 2340
| 1" Dia |  |  | 18 |  | No. |  | 100 |  | Each |  |  | = | 1800
| 4" Dia |  |  | 6 |  | No. |  | 594 |  | Each |  |  | = | 3564
| 6" Dia |  |  | 4 |  | No. |  | 1221 |  | Each |  |  | = | 4884
17 | P/F Elbow 90⁰ (Pak Arab or Equlivent) dia of approvedquality and design of variores Sjato UPVC Pipe using approved adhansur comprd upto req height etc complete that rate also i/c all kind of labour, material, cartage etc as approved by Engineer Incharge. (R.A)
| 1/2" Dia |  |  | 48 |  | No. |  | 73 |  | Each |  |  | = | 3504
| 1" Dia |  |  | 18 |  | No. |  | 93 |  | Each |  |  | = | 1674
| 4" Dia |  |  | 32 |  | No. |  | 432 |  | Each |  |  | = | 13824
| 6" Dia |  |  | 6 |  | No. |  | 993 |  | Each |  |  | = | 5958
18 | P/F UPVC Plastic Clip (Pak Arab or equivalent) make of approved quality and design of various size fixed to UPVC pipe using approved adhensive compound upto required height etc complete. This rate also in/c all kind of labour, material, cartage as approved by Engineer Incharge.(R.A)
| 1/2" Dia |  |  | 48 |  | No. |  | 75 |  | Each |  |  | = | 3600
| 1" Dia |  |  | 42 |  | No. |  | 83 |  | Each |  |  | = | 3486
| 4" Dia |  |  | 36 |  | No. |  | 159 |  | Each |  |  | = | 5724
19 | Providing chambers 15”x9” (inside dimensions) x 24” deep for house meters with 6” thick C.C 1:3:6 blocks set-on 1:6 cement mortor 6” thick C.C 1:4:8 in foundation ½” thick cement plaster 1:3 to all inside wall surface and to top 1” thick C.C. 1:2:4 flooring complete with hinged cost iron cover and frame 15”x9” (inside) clear opening (Wt:-1Qr) etc, fixied in cement concrete 1:2:4 including curring excavation back filling & desposal of surplus earth etc. complete. (CSI #2/P-20)
|  |  |  | 6 |  | No. | @ | 5913.22 |  | Each |  |  | = | 35479.32
20 | Construction of man hole or inspection chamber to required dia of circular sewer 3’-6” depth with walls 13.13 in cement mortar 1:3, ½” thick cement plaster c/cl and c/c duly painted etc. (S.I No. 1/P. 39)
|  |  |  | 3 |  | No. | @ | 14748 |  | Each |  |  | = | 44244
21 | P/F uPVC Reducer Bush (Pak Arab or Equivalent) Schedule 40 make of approved quality and design of various Sate UPVC Pipe using approved adhesive compound upto required height etc complete that rate also i/c all kind of labour, material, cartage etc as approved by Engineer Incharge. (R.A)
| 1"- 1/2" Dia |  |  | 18 |  | No. | @ | 104 |  | Each |  |  | = | 1872
Total Amount
22 | Providing & Fixing uPVC "Cowel" ( Pak Arab or Equavalent) Schedule 40 Make of approved quality and design of various size fixed to uPVC pipe using approved adhensive compound upto required height etc complete. This rate also in/c all king of labour, material, cartage as approved by Engineer in charge.
|  |  |  | 6 |  | No. | @ | 320 |  | Each |  |  | = | 1920
23 | Providing / fixing steel sink stainless local make complete with cast iron or wraught iron brackets 6 inches built in wall 1-1/2" CP rubber plug chrome pleed brass chain 1- 1/2" PVC waster pipe and making requsite number of holes in wall and plinth and floor for pipe connection and making good in cement concrete 1:2:4 (c) steel sink stainless sized 33" x 18" local make (standard Pattern).
|  | 6 |  | No. |  |  | @ | 5162.3 |  |  |  |  | = | 30973.8
[12 empty] | Total |  | 766524.4
Category III
1 | Providing and fixing squatting type white glazed earthenware W.C. pan with front flush inlet and complete with including the cost of flushing cistern with internal fitting and flush pipe with bend and making requisite number of holes in walls plinth & floor for pipe connection & making good in cement concrete 1:2:4 (A) W.C. pan of non less than 23” clear opening between flushing rims and 3 gallons flushing tank with 4” dia earthen ware. (S.I.No.2-a/P-1)
|  | 4 | + | 4 | + | 4 | = | 12 | x | 5772.8 |  | Each | = | 69273.6
3 | Providing and fixing 22” x 16” lavatory basin in white glazed earthen ware complete with & including the cost of W.I. or C.I cantilever brackets 6 inches built into wall. Painted white in two coats after a primary coat of red lead paint a pair of ½” chrome plated pillar taps, 1-1/2” dia rubber plug & chrome plated brass chain 1-1/4” dia, malleable iron or C.P. brass traps malleable iron or brass unions and making requisite number of holes in walls, plinth & floor for pipe connections and making good in cement concrete 1:2:4 (Standard Pattern). (SI # 12 Page # 4)
|  | 4 | + | 4 | + | 4 | = | 12 | x | 4694.8 |  | Each | = | 56337.6
4 | Add extra for labor for providing and fixing of earthen ware pedestal white or colored glazed (Standard Pattern) (S.I.No.9/p#3)
|  | 4 | + | 4 | + | 4 | = | 12 | x | 938.47 |  | Each | = | 11261.64
5 | Providing and fixing 6” x 12” or 6” x 3” C.I floor trap of the approved self cleaning design with a C.I screwed down grating with or without a vent arm complete with and including making requisite number of holes in walls. Plinth and floor for pipe connection & making good in cement concrete 1:2:4 (CSI # 20/P-6)
|  | 6 | + | 6 | + | 6 | = | 18 | x | 2042.43 |  | Each | = | 36763.74
6 | S/Fixing Jet Shower with rod of superior quality single C.P head 1/2" dia (S.I.No.15/P-19)
|  | 4 | + | 4 | + | 4 | = | 12 | x | 1142.24 |  | Each | = | 13706.88
7 | Providing and fixing handle valves (china)(S.I.No.5/P-17)
| 1/2" Dia | 2 | + | 2 | + | 2 | = | 6 | x | 271.92 |  | Each | = | 1631.52
| 1" Dia | 2 | + | 2 | + | 2 | = | 6 | x | 540.8 |  | Each | = | 3244.8
8 | S/F bib cock (long Size) and tee cock plastic coated of superior quality for required colour. (13a/p-19)
|  | 4 | + | 4 | + | 4 | = | 12 | x | 280 |  | Each | = | 3360
9 | Supplying & fixing swan type piller cock of Superior Quality single c.p. head ½” dia (S.I.No.16(a)/P-19)
|  | 6 | + | 6 | + | 6 | = | 18 | x | 795.3 |  | Each | = | 14315.4
10 | Providing and fixing in position nyloon connections complete with 1/2" dia, brass Stop Cock with pair of brass nuts and lining joints to nyloon connection (S.No.23/P-6)
|  | 6 | + | 6 | + | 6 | = | 18 | x | 447.15 |  | Each | = | 8048.7
11 | Concealed c.p fitting, S/F concealed stop cock of superior quality with c.p head ½” dia (P-6/13-a)
|  | 10 | + | 10 | + | 10 | = | 30 | x | 1109.46 |  | Each | = | 33283.8
12 | Providing and fixing 6"x4" gully trap with 4" outlet complete with 4" thick 1:2:4 C.C for bed & 1/2 thick cement plaster (1:3) to the karb, C.I grating 6"x6" & frame 12"x12" (inside) etc complete, Earthen ware Glazed gully trap 6x6"x4"(1-24).
|  | 4 | + | 4 | + | 4 | = | 12 | x | 1220.67 |  | Each | = | 14648.04
13 | P/F U PVC Pipe (Pak Arab or Equlivent) of Sch-40 on surface or cancelled mesonry / cement concrete or R.C.C up to req height footing by lasing solvant (AGM or equilvent) and making good with c.c i/c carring with finishing etc complete that sat also i/c all kind of labour, material, cartage etc as approved by Engineer Incharge. (R.A.A)
| 1/2" Dia | 1 | x | 10 | x | 23 | = | 230 | x | 66 |  | P.Rft | = | 15180
| 1" Dia | 1 | x | 10 | x | 44 | = | 440 | x | 106 |  | P.Rft | = | 46640
| 4" Dia | 1 | x | 15 | x | 18 | = | 270 | x | 541 |  | P.Rft | = | 146070
| 6" Dia | 1 | x | 20 | x | 8 | = | 160 | x | 941 |  | P.Rft | = | 150560
14 | P/F uPVC Union “Solvent” (Pak Arab or Equivalent) Schedule 40 make of approved quality and design of various Sate UPVC Pipe using approved adhesive compound upto required height etc complete that rate also i/c all kind of labour, material, cartage etc as approved by Engineer Incharge. (R.A)
| 1/2" Dia |  |  | 12 |  | No. |  | 390 |  | Each |  |  | = | 4680
| 1" Dia |  |  | 6 |  | No. |  | 610 |  | Each |  |  | = | 3660
15 | P/F uPVC Socket (Pak Arab or Equivalent) Schedule 40 make of approved quality and design of various Sate UPVC Pipe using approved adhesive compound upto required height etc complete that rate also i/c all kind of labour, material, cartage etc as approved by Engineer Incharge. (R.A)
| 1/2" Dia |  |  | 42 |  | No. |  | 69 |  | Each |  |  | = | 2898
| 1" Dia |  |  | 32 |  | No. |  | 82 |  | Each |  |  | = | 2624
| 4" Dia |  |  | 15 |  | No. |  | 309 |  | Each |  |  | = | 4635
| 6" Dia |  |  | 8 |  | No. |  | 760 |  | Each |  |  | = | 6080
16 | P/F uPVC Tee (Pak Arab or Equivalent) Schedule 40 make of approved quality and design of various Sate UPVC Pipe using approved adhesive compound upto required height etc complete that rate also i/c all kind of labour, material, cartage etc as approved by Engineer Incharge. (R.A)
| 1/2" Dia |  |  | 32 |  | No. |  | 78 |  | Each |  |  | = | 2496
| 1" Dia |  |  | 20 |  | No. |  | 100 |  | Each |  |  | = | 2000
| 4" Dia |  |  | 6 |  | No. |  | 594 |  | Each |  |  | = | 3564
| 6" Dia |  |  | 6 |  | No. |  | 1221 |  | Each |  |  | = | 7326
17 | P/F Elbow 90⁰ (Pak Arab or Equlivent) dia of approvedquality and design of variores Sjato UPVC Pipe using approved adhansur comprd upto req height etc complete that rate also i/c all kind of labour, material, cartage etc as approved by Engineer Incharge. (R.A)
| 1/2" Dia |  |  | 50 |  | No. |  | 73 |  | Each |  |  | = | 3650
| 1" Dia |  |  | 21 |  | No. |  | 93 |  | Each |  |  | = | 1953
| 4" Dia |  |  | 24 |  | No. |  | 432 |  | Each |  |  | = | 10368
| 6" Dia |  |  | 8 |  | No. |  | 993 |  | Each |  |  | = | 7944
18 | P/F UPVC Plastic Clip (Pak Arab or equivalent) make of approved quality and design of various size fixed to UPVC pipe using approved adhensive compound upto required height etc complete. This rate also in/c all kind of labour, material, cartage as approved by Engineer Incharge.(R.A)
| 1/2" Dia |  |  | 48 |  | No. |  | 75 |  | Each |  |  | = | 3600
| 1" Dia |  |  | 36 |  | No. |  | 83 |  | Each |  |  | = | 2988
| 4" Dia |  |  | 24 |  | No. |  | 159 |  | Each |  |  | = | 3816
19 | Providing chambers 15”x9” (inside dimensions) x 24” deep for house meters with 6” thick C.C 1:3:6 blocks set-on 1:6 cement mortor 6” thick C.C 1:4:8 in foundation ½” thick cement plaster 1:3 to all inside wall surface and to top 1” thick C.C. 1:2:4 flooring complete with hinged cost iron cover and frame 15”x9” (inside) clear opening (Wt:-1Qr) etc, fixied in cement concrete 1:2:4 including curring excavation back filling & desposal of surplus earth etc. complete. (CSI #2/P-20)
|  |  |  | 6 |  | No. | @ | 5913.22 |  | Each |  |  | = | 35479.32
20 | Construction of man hole or inspection chamber to required dia of circular sewer 3’-6” depth with walls 13.13 in cement mortar 1:3, ½” thick cement plaster c/cl and c/c duly painted etc. (S.I No. 1/P. 39)
|  |  |  | 4 |  | No. | @ | 14748 |  | Each |  |  | = | 58992
21 | P/F uPVC Reducer Bush (Pak Arab or Equivalent) Schedule 40 make of approved quality and design of various Sate UPVC Pipe using approved adhesive compound upto required height etc complete that rate also i/c all kind of labour, material, cartage etc as approved by Engineer Incharge. (R.A)
| 1"- 1/2" Dia |  |  | 18 |  | No. | @ | 104 |  | Each |  |  | = | 1872
Total Amount
22 | Providing & Fixing uPVC "Cowel" ( Pak Arab or Equavalent) Schedule 40 Make of approved quality and design of various size fixed to uPVC pipe using approved adhensive compound upto required height etc complete. This rate also in/c all king of labour, material, cartage as approved by Engineer in charge.
|  |  |  | 6 |  | No. | @ | 320 |  | Each |  |  | = | 1920
23 | Providing / fixing steel sink stainless local make complete with cast iron or wraught iron brackets 6 inches built in wall 1-1/2" CP rubber plug chrome pleed brass chain 1- 1/2" PVC waster pipe and making requsite number of holes in wall and plinth and floor for pipe connection and making good in cement concrete 1:2:4 (c) steel sink stainless sized 33" x 18" local make (standard Pattern).
|  | 6 |  | No. |  |  | @ | 5162.3 |  |  |  |  | = | 30973.8
[12 empty] | Total |  | 827844.84
SUB ENGINEER. |  | ASSITANT ENGINEER | [7 empty] | EXECUTIVE ENGINEER
|  | BUILDING GADAP TOWN | [7 empty] | BUILDING -II W&S DEPARTMENT
|  | KARACHI. | [7 empty] | KARACHI

## Cat 5 (hidden)
NAME OF WORK |  | ESTABLISHMENT OF CARDIAC EMERGENCY CENTRE IN BALDIA TOWN KARACHI. (CONSTRUCTION OF RESIDENTIAL FLATS) ( CATEGORY - V )
S# | Description of Items |  |  |  | Rate |  |  | Unit | [8 empty] | Quantity
GROUND FLOOR
1 | Excavation in foundation of buildings bridges & other structure in/c: dagbelling dressing refilling around structure with excavated earth watering and ramming lead upto one chain and lift upto 5' (b) in ordinary soil. (S.I.No.4/18-b)
Under Foundation
|  | (i) |  | 1 | x | 65.31 | x | 40 | x | 6 | [7 empty] | = | 15674.4
Under Plinth Protection
| Grid (A1-K1) |  |  | 2 | x | 57.25 | x | 2 | x | 2.5 | [7 empty] | = | 572.5
| Grid (A-K)(1-5) |  |  | 2 | x | 26.83 | x | 2 | x | 2.5 | [7 empty] | = | 268.3
[16 empty] | Total |  | = | 16515.2
2 | Cement concrete brick or stone ballast 1-1/2" to 2" gauge ratio 1:4:8 (S.I.No.14/4-b)
Under Foundation
| (i) |  |  | 1 | x | 62.31 | x | 37 | x | 0.75 | [7 empty] | = | 1729.1025
Under Floor
|  | Room 1 |  | 1 | x | 2 | x | 12 | x | 10 | x | 0.5 | [5 empty] | = | 120
|  | Room 2 |  | 1 | x | 2 | x | 11 | x | 10 | x | 0.5 | [5 empty] | = | 110
|  | Lounge |  | 1 | x | 2 | x | 13 | x | 7 | x | 0.5 | [5 empty] | = | 91
|  | Kitchen |  | 1 | x | 2 | x | 7.5 | x | 6 | x | 0.5 | [5 empty] | = | 45
|  | W.C |  | 1 | x | 2 | x | 4.75 | x | 4.5 | x | 0.5 | [5 empty] | = | 21.375
|  | Bath Room |  | 1 | x | 2 | x | 4.75 | x | 4.5 | x | 0.5 | [5 empty] | = | 21.375
Under Plinth Protection
| Grid (A1-K1) |  |  | 2 | x | 57.25 | x | 1.5 | x | 0.5 | [7 empty] | = | 85.875
| Grid (A-K)(1-5) |  |  | 2 | x | 26.83 | x | 1.5 | x | 0.5 | [7 empty] | = | 40.245
Above Plinth
| Grid (A1-K1) |  |  | 2 | x | 57.25 | x | 2.5 | x | 0.5 | [7 empty] | = | 143.125
| Grid (A-K)(1-5) |  |  | 2 | x | 26.83 | x | 2.5 | x | 0.5 | [7 empty] | = | 67.075
[16 empty] | Total |  | = | 2263.9725
3 | Erection and removal of centering for RCC or plain cement concrete works of deodar wood (2nd class for partal wood vertical. (S.I.No.17/19-b-ii)
Horizontal Beam
Grid (A1 - B1)(J1 - K1) | [5 empty] | 2 | x | 2 | x | 5.58 | x | 5 | [5 empty] | = | 111.6
Grid (B2+ - D2+)(G2+ - J2+) | [5 empty] | 2 | x | 2 | x | 13 | x | 5 | [5 empty] | = | 260
Grid (D1 - G1) | [5 empty] | 1 | x | 2 | x | 16.33 | x | 5 | [5 empty] | = | 163.3
Grid (D2+ - G2+) | [5 empty] | 1 | x | 2 | x | 15.25 | x | 5 | [5 empty] | = | 152.5
Grid (A3 - K3) | [5 empty] | 1 | x | 2 | x | 52.63 | x | 5 | [5 empty] | = | 526.3
Grid (A5 - C5)(H5 - K5) | [5 empty] | 2 | x | 2 | x | 9.58 | x | 5 | [5 empty] | = | 191.6
Grid (C4-E4)(F4-H4) | [5 empty] | 2 | x | 2 | x | 11.58 | x | 5 | [5 empty] | = | 231.6
Grid (E5-F5) | [5 empty] | 1 | x | 2 | x | 8.34 | x | 5 | [5 empty] | = | 83.4
Vertical Beam
Grid (A-K)(1-5) | [5 empty] | 2 | x | 1 | x | 22.33 | x | 5 | [5 empty] | = | 223.3
|  | """ |  |  |  | 2 | x | 1 | x | 21.67 | x | 5 | [5 empty] | = | 216.7
Grid (B-J)(1-3) | [5 empty] | 2 | x | 2 | x | 9.67 | x | 5 | [5 empty] | = | 193.4
Grid (D-G)(1-3) | [5 empty] | 2 | x | 2 | x | 9.67 | x | 5 | [5 empty] | = | 193.4
Grid (E++) | [5 empty] | 1 | x | 2 | x | 5.83 | x | 5 | [5 empty] | = | 58.3
Grid (C-E-F-H)(3-5) | [5 empty] | 2 | x | 4 | x | 9.83 | x | 5 | [5 empty] | = | 393.2
[16 empty] | Total |  |  | 2605.4
4 | Cement concrete plain including placing compacting finishing and curing complete (including screening and washing of stone aggregate without shuttering ratio (h) 1:3:6. (S.I.No.15/5-h)
Horizontal Beam
Grid (A1 - B1)(J1 - K1) | [5 empty] | 2 | x | 2 | x | 5.58 | x | 0.67 | x | 5 |  |  |  | = | 74.772
Grid (B2+ - D2+)(G2+ - J2+) | [5 empty] | 2 | x | 2 | x | 13 | x | 0.67 | x | 5 |  |  |  | = | 174.2
Grid (D1 - G1) | [5 empty] | 1 | x | 2 | x | 16.33 | x | 0.67 | x | 5 |  |  |  | = | 109.411
Grid (D2+ - G2+) | [5 empty] | 1 | x | 2 | x | 15.25 | x | 0.67 | x | 5 |  |  |  | = | 102.175
Grid (A3 - K3) | [5 empty] | 1 | x | 2 | x | 52.63 | x | 0.67 | x | 5 |  |  |  | = | 352.621
Grid (A5 - C5)(H5 - K5) | [5 empty] | 2 | x | 2 | x | 9.58 | x | 0.67 | x | 5 |  |  |  | = | 128.372
Grid (C4-E4)(F4-H4) | [5 empty] | 2 | x | 2 | x | 11.58 | x | 0.67 | x | 5 |  |  |  | = | 155.172
Grid (E5-F5) | [5 empty] | 1 | x | 2 | x | 8.34 | x | 0.67 | x | 5 |  |  |  | = | 55.878
Vertical Beam
Grid (A-K)(1-5) | [5 empty] | 2 | x | 1 | x | 22.33 | x | 0.67 | x | 5 |  |  |  | = | 149.611
|  | """ |  |  |  | 2 | x | 1 | x | 21.67 | x | 0.67 | x | 5 |  |  |  | = | 145.189
Grid (B-J)(1-3) | [5 empty] | 2 | x | 2 | x | 9.67 | x | 0.67 | x | 5 |  |  |  | = | 129.578
Grid (D-G)(1-3) | [5 empty] | 2 | x | 2 | x | 9.67 | x | 0.67 | x | 5 |  |  |  | = | 129.578
Grid (E++) | [5 empty] | 1 | x | 2 | x | 5.83 | x | 0.67 | x | 5 |  |  |  | = | 39.061
Grid (C-E-F-H)(3-5) | [5 empty] | 2 | x | 4 | x | 9.83 | x | 0.67 | x | 5 |  |  |  | = | 263.444
[16 empty] | Total |  |  | 1745.618
5 | Filling watering and ramming earth under floor with surplus earth excavated from out side lead upto one chain and lift upto 5. (S.I.4/21).
| (i) |  |  | 1 | x | 65.31 | x | 40 | x | 6 | [7 empty] | = | 15674.4
[17 empty] | Total |  | 15674.4
6 | Filling watering and ramming earth under floor with new earth excavated from out side lead upto one chain and lift upto 5.( Extra Lead Upto 30 Miles) (S.I.4/22).
| Lounge |  |  | 2 | x | 13 | x | 7 | x | 2 | [7 empty] | = | 364
| W.C |  |  | 2 | x | 4.75 | x | 4.5 | x | 2 | [7 empty] | = | 85.5
| Bathroom |  |  | 2 | x | 4.75 | x | 4.5 | x | 2 | [7 empty] | = | 85.5
| Kitchen |  |  | 2 | x | 7.5 | x | 6 | x | 2 | [7 empty] | = | 180
| Room 1 |  |  | 2 | x | 11 | x | 10 | x | 2 | [7 empty] | = | 440
| Room 2 |  |  | 2 | x | 12 | x | 10 | x | 2 | [7 empty] | = | 480
[17 empty] | Total |  | 1635
7 | Fabrication of M.S reinforcement for cement concrete including cutting, bending, laying in position making joints and fastening including cost of binding wire (also includes removal of rust from bars (a) using of tor hars. (S.i.No.16/18-b)
Footing
CF1
| M/B 5/8Ǿ |  |  | 1 | x | 2 | x | 144 | x | 10.17 | x | 1.042 | [5 empty] | = | 3051.9763
| D/B 5/8Ǿ |  |  | 1 | x | 2 | x | 23 | x( | 33 | + | 33 | )x | 1.042 |  |  |  | = | 3163.512
| Chair 3/8Ǿ |  |  |  |  | 1 | x | 46 | x | 8.83 | x | 0.376 | [5 empty] | = | 152.7237
CF2
| M/B 5/8Ǿ |  |  | 1 | x | 2 | x | 40 | x | 10.67 | x | 1.042 | [5 empty] | = | 889.4512
| D/B 5/8Ǿ |  |  | 1 | x | 2 | x | 24 | x | 17.34 | x | 1.042 | [5 empty] | = | 867.2774
| Chair 3/8Ǿ |  |  |  |  | 1 | x | 16 | x | 8.83 | x | 0.376 | [5 empty] | = | 53.1213
CF3
| M/B 5/8Ǿ |  |  | 1 | x | 2 | x | 26 | x | 7.67 | x | 1.042 | [5 empty] | = | 415.5913
| D/B 5/8Ǿ |  |  | 1 | x | 2 | x | 17 | x | 11.75 | x | 1.042 | [5 empty] | = | 416.279
| Chair 3/8Ǿ |  |  |  |  | 1 | x | 13 | x | 8.83 | x | 0.376 | [5 empty] | = | 43.161
F1
| M/B 5/8Ǿ |  |  | 1 | x | 24 | x | 9.67 | x | 1.042 | [7 empty] | = | 241.8274
| D/B 5/8Ǿ |  |  | 1 | x | 21 | x | 10.67 | x | 1.042 | [7 empty] | = | 233.4809
F2
| M/B 5/8Ǿ |  |  | 1 | x | 19 | x | 7.67 | x | 1.042 | [7 empty] | = | 151.8507
| D/B 5/8Ǿ |  |  | 1 | x | 16 | x | 9.67 | x | 1.042 | [7 empty] | = | 161.2182
Short Coloumns
| C1 M/B 5/8Ǿ |  |  | 1 | x | 18 | x | 8 | x | 10.75 | x | 1.042 | [5 empty] | = | 1613.016
| C1 M/B 3/4Ǿ |  |  | 1 | x | 18 | x | 4 | x | 10.75 | x | 1.502 | [5 empty] | = | 1162.548
| Ring 3/8Ǿ |  |  | 1 | x | 18 | x | 20 | x | 5.17 | x | 0.376 | [5 empty] | = | 2169.4147
| Ring 3/8Ǿ |  |  | 1 | x | 18 | x | 20 | x | 2.83 | x | 0.376 | [5 empty] | = | 383.0688
PLINTH BEAM
Horizontal Beam
Grid (A2-B2)(J2-K2)(PB1)
| Bottom Bar 5/8Ǿ |  |  | 1 | x | 2 | x | 3 | x | 7.08 | x | 1.042 | [5 empty] | = | 44.2642
| Top Bar 5/8Ǿ |  |  | 1 | x | 2 | x | 2 | x | 7.08 | x | 1.042 | [5 empty] | = | 29.5094
| Top/Extra/Cont 5/8Ǿ |  |  |  |  | 1 | x | 2 | x | 2.5 | x | 1.042 | [5 empty] | = | 5.21
| Ring 3/8Ǿ |  |  | 1 | x | 2 | x | 16 | x | 4.83 | x | 0.376 | [5 empty] | = | 58.1146
Grid (E3-F3)(PB1)
| Bottom Bar 5/8Ǿ |  |  |  |  | 1 | x | 3 | x | 10.17 | x | 1.042 | [5 empty] | = | 31.7914
| Top Bar 5/8Ǿ |  |  |  |  | 1 | x | 2 | x | 10.17 | x | 1.042 | [5 empty] | = | 21.1943
| Top/Extra/Cont 5/8Ǿ |  |  |  |  | 1 | x | 1 | x | 3.83 | x | 1.042 | [5 empty] | = | 3.9909
| Ring 3/8Ǿ |  |  |  |  | 1 | x | 24 | x | 4.83 | x | 0.376 | [5 empty] | = | 43.5859
Grid (E5-F5)(PB1)
| Bottom Bar 5/8Ǿ |  |  |  |  | 1 | x | 3 | x | 9.67 | x | 1.042 | [5 empty] | = | 30.2284
| Top Bar 5/8Ǿ |  |  |  |  | 1 | x | 2 | x | 9.67 | x | 1.042 | [5 empty] | = | 20.1523
| Top/Extra/Cont 5/8Ǿ |  |  |  |  | 1 | x | 1 | x | 3.83 | x | 1.042 | [5 empty] | = | 3.9909
| Ring 3/8Ǿ |  |  |  |  | 1 | x | 24 | x | 4.83 | x | 0.376 | [5 empty] | = | 43.5859
Grid (B2+ - D2+)(G2-J2)(PB2)
| Bottom Bar 5/8Ǿ |  |  | 1 | x | 2 | x | 4 | x | 15.67 | x | 1.042 | [5 empty] | = | 130.6251
| Top Bar 5/8Ǿ |  |  | 1 | x | 2 | x | 3 | x | 15.67 | x | 1.042 | [5 empty] | = | 97.9688
| Top/Extra/Cont 5/8Ǿ |  |  | 1 | x | 2 | x | 2 | x | 4 | x | 3.42 | x | 1.042 |  |  |  | = | 57.0182
| Ring 3/8Ǿ |  |  | 1 | x | 2 | x | 28 | x | 4.83 | x | 0.376 | [5 empty] | = | 101.7005
Grid (D1-G1)(D2+ - G2+)(PB2)
| Bottom Bar 5/8Ǿ |  |  | 1 | x | 2 | x | 4 | x | 17.83 | x | 1.042 | [5 empty] | = | 148.6309
| Top Bar 5/8Ǿ |  |  | 1 | x | 2 | x | 3 | x | 17.83 | x | 1.042 | [5 empty] | = | 111.4732
| Top/Extra/Cont 5/8Ǿ |  |  | 1 | x | 2 | x | 2 | x | 7.91 | x | 1.042 | [5 empty] | = | 32.9689
| Ring 3/8Ǿ |  |  | 1 | x | 2 | x | 31 | x | 4.83 | x | 0.376 | [5 empty] | = | 112.597
Grid (A3-E3)(F3-K3)(PB2)
| Bottom Bar 5/8Ǿ |  |  | 1 | x | 2 | x | 4 | x | 26.32 | x | 1.042 | [5 empty] | = | 219.4035
| Top Bar 5/8Ǿ |  |  | 1 | x | 2 | x | 3 | x | 26.32 | x | 1.042 | [5 empty] | = | 164.5526
| Top/Extra/Cont 5/8Ǿ |  |  | 1 | x | 2 | x | 2 | x | 11.42 | x | 1.042 | [5 empty] | = | 47.5986
| Ring 3/8Ǿ |  |  | 1 | x | 2 | x | 42 | x | 4.83 | x | 0.376 | [5 empty] | = | 152.5507
Grid (A5-C5)(H5-K5)(PB2)
| Bottom Bar 5/8Ǿ |  |  | 1 | x | 2 | x | 4 | x | 12.41 | x | 1.042 | [5 empty] | = | 103.4498
| Top Bar 5/8Ǿ |  |  | 1 | x | 2 | x | 3 | x | 26.32 | x | 1.042 | [5 empty] | = | 164.5526
| Top/Extra/Cont 5/8Ǿ |  |  | 1 | x | 2 | x | 2 | x | 5.2 | x | 1.042 | [5 empty] | = | 21.6736
| Ring 3/8Ǿ |  |  | 1 | x | 2 | x | 23 | x | 4.83 | x | 0.376 | [5 empty] | = | 83.5397
Grid (C4-E4)(F4-H4)(PB2)
| Bottom Bar 5/8Ǿ |  |  | 1 | x | 2 | x | 4 | x | 14.41 | x | 1.042 | [5 empty] | = | 120.1218
| Top Bar 5/8Ǿ |  |  | 1 | x | 2 | x | 3 | x | 14.41 | x | 1.042 | [5 empty] | = | 90.0913
| Top/Extra/Cont 5/8Ǿ |  |  | 1 | x | 2 | x | 2 | x | 6.2 | x | 1.042 | [5 empty] | = | 25.8416
| Ring 3/8Ǿ |  |  | 1 | x | 2 | x | 26 | x | 4.83 | x | 0.376 | [5 empty] | = | 94.4362
Vertical Beam
Grid (A2-A5)(K2-K5)(PB2)
| Bottom Bar 5/8Ǿ |  |  | 1 | x | 2 | x | 4 | x | 26.33 | x | 1.042 | [5 empty] | = | 219.4869
| Top Bar 5/8Ǿ |  |  | 1 | x | 2 | x | 3 | x | 26.33 | x | 1.042 | [5 empty] | = | 164.6152
| Top/Extra/Cont 5/8Ǿ |  |  | 1 | x | 2 | x | 2 | x | 10.91 | x | 1.042 | [5 empty] | = | 45.4729
| Ring 3/8Ǿ |  |  | 1 | x | 2 | x | 41 | x | 4.83 | x | 0.376 | [5 empty] | = | 148.9186
Grid (B-J)(1-3)(PB2)
| Bottom Bar 5/8Ǿ |  |  |  |  | 2 | x | 4 | x | 12.33 | x | 1.042 | [5 empty] | = | 102.7829
| Top Bar 5/8Ǿ |  |  |  |  | 2 | x | 3 | x | 12.33 | x | 1.042 | [5 empty] | = | 77.0872
| Top/Extra/Cont 5/8Ǿ |  |  |  |  | 2 | x | 2 | x | 10.33 | x | 1.042 | [5 empty] | = | 43.0554
| Ring 3/8Ǿ |  |  |  |  | 2 | x | 27 | x | 4.83 | x | 0.376 | [5 empty] | = | 98.0683
Grid (D-G)(1-3)(PB3)
| Bottom Bar 5/8Ǿ |  |  |  |  | 2 | x | 5 | x | 12.33 | x | 1.042 | [5 empty] | = | 128.4786
| Top Bar 5/8Ǿ |  |  |  |  | 2 | x | 3 | x | 12.33 | x | 1.042 | [5 empty] | = | 77.0872
| Top/Extra/Cont 5/8Ǿ |  |  |  |  | 2 | x | 2 | x | 10.91 | x | 1.042 | [5 empty] | = | 45.4729
| Ring 3/8Ǿ |  |  |  |  | 2 | x | 27 | x | 4.83 | x | 0.376 | [5 empty] | = | 98.0683
Grid (C-E-F-H)(3-5)(PB3)
| Bottom Bar 5/8Ǿ |  |  |  |  | 4 | x | 5 | x | 14.17 | x | 1.042 | [5 empty] | = | 295.3028
| Top Bar 5/8Ǿ |  |  |  |  | 4 | x | 3 | x | 14.17 | x | 1.042 | [5 empty] | = | 177.1817
| Top/Extra/Cont 5/8Ǿ |  |  |  |  | 4 | x | 2 | x | 12.17 | x | 1.042 | [5 empty] | = | 101.4491
| Ring 3/8Ǿ |  |  |  |  | 4 | x | 30 | x | 4.83 | x | 0.376 | [5 empty] | = | 217.9296
Super Structure Coloumns
| C1 M/Bar 3/4Ǿ |  |  | 1 | x | 4 | x | 18 | x | 14 | x | 1.502 | [5 empty] | = | 1514.016
| M/Bar 5/8Ǿ |  |  | 1 | x | 8 | x | 18 | x | 14 | x | 1.042 | [5 empty] | = | 2100.672
| Ring 3/8Ǿ |  |  | 1 | x | 18 | x | (25+25) | x | 4.5 | x | 0.376 | [5 empty] | = | 1522.8
| Ring 3/8Ǿ |  |  | 1 | x | 18 | x | 25 | x | 2.83 | x | 0.376 | [5 empty] | = | 478.836
Horizontal Beam (SLAB)
Grid (A1-B1)(J1-K1) (FB1)
| Bottom Bar 5/8Ǿ |  |  |  |  | 2 | x | 2 | x | 7.83 | x | 1.042 | [5 empty] | = | 32.6354
| Top Bar 5/8Ǿ |  |  |  |  | 2 | x | 2 | x | 7.83 | x | 1.042 | [5 empty] | = | 32.6354
| Ring 3/8Ǿ |  |  |  |  | 2 | x | 13 | x | 6.83 | x | 0.376 | [5 empty] | = | 66.7701
Grid (B2+ - D2+)(G2+-J2+) (FB2)
| Bottom Bar 5/8Ǿ |  |  |  |  | 2 | x | 4 | x | 16.42 | x | 1.042 | [5 empty] | = | 136.8771
| Top Bar 5/8Ǿ |  |  |  |  | 2 | x | 2 | x | 16.42 | x | 1.042 | [5 empty] | = | 68.4386
| Ring 3/8Ǿ |  |  |  |  | 2 | x | 35 | x | 6.83 | x | 0.376 | [5 empty] | = | 179.7656
Grid (D1-G1) (FB2)
| Bottom Bar 5/8Ǿ |  |  |  |  | 1 | x | 4 | x | 18.58 | x | 1.042 | [5 empty] | = | 77.4414
| Top Bar 5/8Ǿ |  |  |  |  | 1 | x | 2 | x | 18.58 | x | 1.042 | [5 empty] | = | 38.7207
| Ring 3/8Ǿ |  |  |  |  | 1 | x | 39 | x | 6.83 | x | 0.376 | [5 empty] | = | 100.1551
Grid (D2+ -G2+) (FB2)
| Bottom Bar 5/8Ǿ |  |  |  |  | 1 | x | 5 | x | 18.58 | x | 1.042 | [5 empty] | = | 96.8018
| Top Bar 5/8Ǿ |  |  |  |  | 1 | x | 3 | x | 18.58 | x | 1.042 | [5 empty] | = | 58.0811
| Ring 3/8Ǿ |  |  |  |  | 1 | x | 39 | x | 6.83 | x | 0.376 | [5 empty] | = | 100.1551
Grid (A3-C3)(H3-K3) (FB2)
| Bottom Bar 5/8Ǿ |  |  |  |  | 2 | x | 4 | x | 14.34 | x | 1.042 | [5 empty] | = | 119.5382
| Top Bar 5/8Ǿ |  |  |  |  | 2 | x | 2 | x | 14.34 | x | 1.042 | [5 empty] | = | 59.7691
| Ring 3/8Ǿ |  |  |  |  | 2 | x | 27 | x | 6.83 | x | 0.376 | [5 empty] | = | 138.6763
Grid (C3-E3)(F3-H3) (FB3)
| Bottom Bar 5/8Ǿ |  |  |  |  | 2 | x | 5 | x | 17.42 | x | 1.042 | [5 empty] | = | 181.5164
| Top Bar 5/8Ǿ |  |  |  |  | 2 | x | 3 | x | 17.42 | x | 1.042 | [5 empty] | = | 108.9098
| Ring 3/8Ǿ |  |  |  |  | 2 | x | 31 | x | 6.83 | x | 0.376 | [5 empty] | = | 159.221
Grid (E3-F3) (FB5)
| Bottom Bar 5/8Ǿ |  |  |  |  | 1 | x | 6 | x | 13.5 | x | 1.042 | [5 empty] | = | 84.402
| Top Bar 5/8Ǿ |  |  |  |  | 1 | x | 3 | x | 13.5 | x | 1.042 | [5 empty] | = | 42.201
| Ring 3/8Ǿ |  |  |  |  | 1 | x | 19 | x | 6.83 | x | 0.376 | [5 empty] | = | 48.7935
Grid (A5-C5)(H5-K5) (FB2)
| Bottom Bar 5/8Ǿ |  |  |  |  | 2 | x | 4 | x | 13.17 | x | 1.042 | [5 empty] | = | 109.7851
| Top Bar 5/8Ǿ |  |  |  |  | 2 | x | 2 | x | 13.17 | x | 1.042 | [5 empty] | = | 54.8926
| Ring 3/8Ǿ |  |  |  |  | 2 | x | 27 | x | 6.83 | x | 0.376 | [5 empty] | = | 138.6763
Grid (C4-E4)(F4-H4) (FB3)
| Bottom Bar 5/8Ǿ |  |  |  |  | 2 | x | 5 | x | 15.17 | x | 1.042 | [5 empty] | = | 158.0714
| Top Bar 5/8Ǿ |  |  |  |  | 2 | x | 3 | x | 15.17 | x | 1.042 | [5 empty] | = | 94.8428
| Ring 3/8Ǿ |  |  |  |  | 2 | x | 32 | x | 6.83 | x | 0.376 | [5 empty] | = | 164.3571
Grid (E5-F5) (FB1)
| Bottom Bar 5/8Ǿ |  |  |  |  | 1 | x | 2 | x | 10.67 | x | 1.042 | [5 empty] | = | 22.2363
| Top Bar 5/8Ǿ |  |  |  |  | 1 | x | 2 | x | 10.67 | x | 1.042 | [5 empty] | = | 22.2363
| Ring 3/8Ǿ |  |  |  |  | 1 | x | 20 | x | 6.83 | x | 0.376 | [5 empty] | = | 51.3616
Vertical Beam
Grid (A-K) (1-3) (FB2)
| Bottom Bar 5/8Ǿ |  |  |  |  | 2 | x | 4 | x | 13.83 | x | 1.042 | [5 empty] | = | 115.2869
| Top Bar 5/8Ǿ |  |  |  |  | 2 | x | 2 | x | 13.83 | x | 1.042 | [5 empty] | = | 57.6434
| Ring 3/8Ǿ |  |  |  |  | 2 | x | 23 | x | 6.83 | x | 0.376 | [5 empty] | = | 118.1317
Grid (A-K) (3-5) (FB3)
| Bottom Bar 5/8Ǿ |  |  |  |  | 2 | x | 5 | x | 15.58 | x | 1.042 | [5 empty] | = | 162.3436
| Top Bar 5/8Ǿ |  |  |  |  | 2 | x | 3 | x | 15.58 | x | 1.042 | [5 empty] | = | 97.4062
| Ring 3/8Ǿ |  |  |  |  | 2 | x | 24 | x | 6.83 | x | 0.376 | [5 empty] | = | 123.2678
Grid (B-J)(1-3) (FB2)
| Bottom Bar 5/8Ǿ |  |  |  |  | 2 | x | 4 | x | 12.75 | x | 1.042 | [5 empty] | = | 106.284
| Top Bar 5/8Ǿ |  |  |  |  | 2 | x | 2 | x | 12.75 | x | 1.042 | [5 empty] | = | 53.142
| Ring 3/8Ǿ |  |  |  |  | 2 | x | 23 | x | 6.83 | x | 0.376 | [5 empty] | = | 118.1317
Grid (D-G)(1-3) (FB4)
| Bottom Bar 5/8Ǿ |  |  |  |  | 2 | x | 6 | x | 12.75 | x | 1.042 | [5 empty] | = | 159.426
| Top Bar 5/8Ǿ |  |  |  |  | 2 | x | 3 | x | 12.75 | x | 1.042 | [5 empty] | = | 79.713
| Ring 3/8Ǿ |  |  |  |  | 2 | x | 23 | x | 6.83 | x | 0.376 | [5 empty] | = | 118.1317
Grid (E+1) (FB1)
| Bottom Bar 5/8Ǿ |  |  |  |  | 1 | x | 2 | x | 8.58 | x | 1.042 | [5 empty] | = | 17.8807
| Top Bar 5/8Ǿ |  |  |  |  | 1 | x | 2 | x | 8.58 | x | 1.042 | [5 empty] | = | 17.8807
| Ring 3/8Ǿ |  |  |  |  | 1 | x | 16 | x | 6.83 | x | 0.376 | [5 empty] | = | 41.0893
Grid (C-E-F-A) (3-5) (FB4)
| Bottom Bar 5/8Ǿ |  |  |  |  | 4 | x | 6 | x | 14.58 | x | 1.042 | [5 empty] | = | 364.6166
| Top Bar 5/8Ǿ |  |  |  |  | 4 | x | 3 | x | 14.58 | x | 1.042 | [5 empty] | = | 182.3083
| Ring 3/8Ǿ |  |  |  |  | 4 | x | 24 | x | 6.83 | x | 0.376 | [5 empty] | = | 246.5357
SLAB: -
Grid (A-B) (J-K) (1-3)(S3)
| M/Bar | 1/2Ǿ |  |  |  | 2 | x | 22 | x | 10.41 | x | 0.667 | [5 empty] | = | 305.5127
| D/Bar | 1/2Ǿ |  |  |  | 2 | x | 13 | x | 16.17 | x | 0.667 | [5 empty] | = | 280.4201
Top D/Bar |  | 1/2Ǿ |  |  |  | 2 | x | 4 | x | 10.5 | x | 0.667 | [5 empty] | = | 56.028
Top D/Bar |  | 1/2Ǿ |  |  |  | 2 | x | 8 | x | 5.75 | x | 0.667 | [5 empty] | = | 61.364
Chair |  | 1/2Ǿ |  |  |  | 2 | x | 20 | x | 3.5 | x | 0.667 | [5 empty] | = | 93.38
Grid (B-D) (G-J) (2+ - 3)(S2)
| M/Bar | 1/2Ǿ |  |  |  | 2 | x | 30 | x | 12.83 | x | 0.667 | [5 empty] | = | 513.4566
| D/Bar | 1/2Ǿ |  |  |  | 2 | x | 16 | x | 20.83 | x | 0.667 | [5 empty] | = | 444.5955
Top D/Bar |  | 1/2Ǿ |  |  |  | 2 | x | 6 | x | 14 | x | 0.667 | [5 empty] | = | 112.056
Top D/Bar |  | 1/2Ǿ |  |  |  | 2 | x | 10 | x | 8 | x | 0.667 | [5 empty] | = | 106.72
Top Ex/Bar |  | 1/2Ǿ |  |  |  | 2 | x | 30 | x | 6.25 | x | 0.667 | [5 empty] | = | 250.125
Top D/Bar |  | 1/2Ǿ |  |  |  | 2 | x | 13 | x | 14 | x | 0.667 | [5 empty] | = | 242.788
Top Ex/Bar |  | 1/2Ǿ |  |  |  | 2 | x | 16 | x | 8.5 | x | 0.667 | [5 empty] | = | 181.424
Top D/Bar |  | 1/2Ǿ |  |  |  | 2 | x | 17 | x | 8.12 | x | 0.667 | [5 empty] | = | 184.1454
Chair |  | 1/2Ǿ |  |  |  | 2 | x | 45 | x | 3.5 | x | 0.667 | [5 empty] | = | 210.105
Grid (D-G) (1-3)(S3)
| M/Bar | 1/2Ǿ |  |  |  | 2 | x | 17 | x | 9.5 | x | 0.667 | [5 empty] | = | 215.441
| D/Bar | 1/2Ǿ |  |  |  | 2 | x | 13 | x | 10.92 | x | 0.667 | [5 empty] | = | 189.3746
Top D/Bar |  | 1/2Ǿ |  |  |  | 1 | x | 4 | x | 15.83 | x | 0.667 | [5 empty] | = | 42.2344
Top Ex/Bar |  | 1/2Ǿ |  |  |  | 1 | x | 33 | x | 3.75 | x | 0.667 | [5 empty] | = | 82.5413
Top D/Bar |  | 1/2Ǿ |  |  |  | 1 | x | 7 | x | 15.83 | x | 0.667 | [5 empty] | = | 73.9103
| M/Bar | 1/2Ǿ |  |  |  | 2 | x | 41 | x | 7.17 | x | 0.667 | [5 empty] | = | 392.156
| D/Bar | 1/2Ǿ |  |  |  | 2 | x | 10 | x | 18.83 | x | 0.667 | [5 empty] | = | 251.1922
Chair |  | 1/2Ǿ |  |  |  | 2 | x | 35 | x | 3.5 | x | 0.667 | [5 empty] | = | 163.415
Grid (A-C) (H-K) (3-9)(S1)
| M/Bar | 1/2Ǿ |  |  |  | 2 | x | 26 | x | 15.83 | x | 0.667 | [5 empty] | = | 549.0477
| D/Bar | 1/2Ǿ |  |  |  | 2 | x | 23 | x | 17.17 | x | 0.667 | [5 empty] | = | 526.8099
Top D/Bar |  | 1/2Ǿ |  |  |  | 2 | x | 8 | x | 10.5 | x | 0.667 | [5 empty] | = | 112.056
Top D/Bar |  | 1/2Ǿ |  |  |  | 2 | x | 7 | x | 11.83 | x | 0.667 | [5 empty] | = | 110.4685
Top Ex/Bar |  | 1/2Ǿ |  |  |  | 2 | x | 26 | x | 7.5 | x | 0.667 | [5 empty] | = | 260.13
Top D/Bar |  | 1/2Ǿ |  |  |  | 2 | x | 15 | x | 11.83 | x | 0.667 | [5 empty] | = | 236.7183
Top Ex/Bar |  | 1/2Ǿ |  |  |  | 2 | x | 23 | x | 7.25 | x | 0.667 | [5 empty] | = | 222.4445
Top D/Bar |  | 1/2Ǿ |  |  |  | 2 | x | 15 | x | 10.5 | x | 0.667 | [5 empty] | = | 210.105
Chair |  | 1/2Ǿ |  |  |  | 2 | x | 45 | x | 3.5 | x | 0.667 | [5 empty] | = | 210.105
Grid (C-E) (F-H) (3-5)
| M/Bar | 1/2Ǿ |  |  |  | 2 | x | 28 | x | 15.83 | x | 0.667 | [5 empty] | = | 591.2822
| D/Bar | 1/2Ǿ |  |  |  | 2 | x | 26 | x | 18 | x | 0.667 | [5 empty] | = | 624.312
Top D/Bar |  | 1/2Ǿ |  |  |  | 2 | x | 9 | x | 10.5 | x | 0.667 | [5 empty] | = | 126.063
Top D/Bar |  | 1/2Ǿ |  |  |  | 2 | x | 7 | x | 12.42 | x | 0.667 | [5 empty] | = | 115.978
Top Ex/Bar |  | 1/2Ǿ |  |  |  | 2 | x | 28 | x | 8.25 | x | 0.667 | [5 empty] | = | 308.154
Top D/Bar |  | 1/2Ǿ |  |  |  | 2 | x | 17 | x | 12.42 | x | 0.667 | [5 empty] | = | 281.6608
Top Ex/Bar |  | 1/2Ǿ |  |  |  | 2 | x | 26 | x | 7.25 | x | 0.667 | [5 empty] | = | 251.459
Top D/Bar |  | 1/2Ǿ |  |  |  | 2 | x | 15 | x | 12.42 | x | 0.667 | [5 empty] | = | 248.5242
Chair |  | 1/2Ǿ |  |  |  | 2 | x | 55 | x | 3.5 | x | 0.667 | [5 empty] | = | 256.795
Stair Case
1st Flight M/Bar |  | 5/8Ǿ |  |  |  | 1 | x | 12 | x | 16.25 | x | 1.042 | [5 empty] | = | 203.19
D/Bar |  | 3/8Ǿ |  |  |  | 1 | x | 27 | x | 5.5 | x | 0.376 | [5 empty] | = | 55.836
D/Bar |  | 3/8Ǿ |  |  |  | 1 | x | 8 | x | 5.5 | x | 0.376 | [5 empty] | = | 16.544
M/Bar |  | 5/8Ǿ |  |  |  | 1 | x | 12 | x | 5.75 | x | 1.042 | [5 empty] | = | 71.898
D/Bar |  | 3/8Ǿ |  |  |  | 1 | x | 10 | x | 5.5 | x | 0.376 | [5 empty] | = | 20.68
Landing M/Bar |  | 5/8Ǿ |  |  |  | 2 | x | 22 | x | 8.5 | x | 1.042 | [5 empty] | = | 389.708
D/Bar |  | 3/8Ǿ |  |  |  | 2 | x | 13 | x | 10.83 | x | 0.376 | [5 empty] | = | 105.8741
2nd Flight M/Bar |  | 5/8Ǿ |  |  |  | 1 | x | 12 | x | 5.75 | x | 1.042 | [5 empty] | = | 71.898
D/Bar |  | 3/8Ǿ |  |  |  | 1 | x | 10 | x | 5.5 | x | 0.376 | [5 empty] | = | 20.68
M/Bar |  | 5/8Ǿ |  |  |  | 1 | x | 12 | x | 16.25 | x | 1.042 | [5 empty] | = | 203.19
D/Bar |  | 3/8Ǿ |  |  |  | 1 | x | 27 | x | 5.5 | x | 0.376 | [5 empty] | = | 55.836
Chair |  | 1/2Ǿ |  |  |  | 2 | x | 50 | x | 3.5 | x | 0.667 | [5 empty] | = | 233.45
Landing Beam
Top/Bottom/Bar |  | 5/8Ǿ |  | 1 | x( | 2 | + | 2 | )x | 12.33 | x | 1.042 | [5 empty] | = | 51.3914
Ring |  | 3/8Ǿ |  |  |  | 1 | x | 23 | x | 4.83 | x | 0.376 | [5 empty] | = | 41.7698
Projection (Chajja)
| W1 M/Bar | 1/2Ǿ |  |  |  | 2 | x | 13 | x | 4.5 | x | 0.667 | [5 empty] | = | 78.039
| D/Bar | 1/2Ǿ |  |  |  | 2 | x | 5 | x | 4.5 | x | 0.667 | [5 empty] | = | 30.015
| W2 M/Bar | 1/2Ǿ |  |  |  | 2 | x | 9 | x | 4.5 | x | 0.667 | [5 empty] | = | 54.027
| D/Bar | 1/2Ǿ |  |  |  | 2 | x | 5 | x | 5 | x | 0.667 | [5 empty] | = | 33.35
| W3 M/Bar | 1/2Ǿ |  |  |  | 4 | x | 9 | x | 4.5 | x | 0.667 | [5 empty] | = | 108.054
| D/Bar | 1/2Ǿ |  |  |  | 4 | x | 5 | x | 5 | x | 0.667 | [5 empty] | = | 66.7
| V1 M/Bar | 1/2Ǿ |  |  |  | 4 | x | 9 | x | 4.5 | x | 0.667 | [5 empty] | = | 108.054
| D/Bar | 1/2Ǿ |  |  |  | 4 | x | 5 | x | 3.5 | x | 0.667 | [5 empty] | = | 46.69
[16 empty] | Total |  |  | 41931.2683
| Convert in Cwt | [5 empty] | 41931.2683 |  |  | ÷ |  | 112 |  | Total Cwt |  |  |  | = | 374.3863
8 | R.C.C work including all labour and materials except the cost of steel reinforcement and its labour for bending and binding which will be paid separately. This Rate also include all kinds of forms: lifting shuttering curing rendering and finishing the exposed surface (i/c screening & washing of shingle). R.C. work in roof, slab, beams cols, rafts, lintels and other structural all respect ratio 1:2:4 (90-lbs) cement 2-cft sand 4-cft shingle 1/8" to 1/4" gauge (S.I.No.15/6-a-i)
Footing
| CF1 |  |  |  |  | 1 | x | 59.33 | x | 8.5 | x | 2 | [5 empty] | = | 1008.61
| CF2 |  |  |  |  | 1 | x | 15.67 | x | 9 | x | 2 | [5 empty] | = | 282.06
| CF3 |  |  |  |  | 1 | x | 10.08 | x | 6 | x | 2 | [5 empty] | = | 120.96
| F1 |  |  |  |  | 4 | x | 9 | x | 8 | x | 1.75 | [5 empty] | = | 504
| F2 |  |  |  |  | 2 | x | 7 | x | 6 | x | 1.75 | [5 empty] | = | 147
Short Coloumns
| C1 |  |  |  |  | 12 | x | 2 | x | 0.83 | x | 5 | [5 empty] | = | 99.6
| C2 |  |  |  |  | 6 | x | 2 | x | 0.83 | x | 5 | [5 empty] | = | 49.8
Plinth Beam
Horizontal Beam
Grid (A2 - B2)(J2 - K2) | [5 empty] | 2 | x | 5.58 | x | 0.67 | x | 2 | [5 empty] | = | 14.9544
Grid (D1-G1) | [5 empty] | 1 | x | 16.33 | x | 0.67 | x | 2 | [5 empty] | = | 21.8822
Grid (D2+ - G2+) | [5 empty] | 1 | x | 15 | x | 0.67 | x | 2 | [5 empty] | = | 20.1
Grid (A3-K3) | [5 empty] | 1 | x | 53.97 | x | 0.67 | x | 2 | [5 empty] | = | 72.3198
Grid (A5 - C5)(H5-K5) | [5 empty] | 2 | x | 10.92 | x | 0.67 | x | 2 | [5 empty] | = | 29.2656
Grid (C40E4)(F4-H4) | [5 empty] | 2 | x | 13.08 | x | 0.67 | x | 2 | [5 empty] | = | 35.0544
Grid (E5-F5) | [5 empty] | 1 | x | 8.5 | x | 0.67 | x | 2 | [5 empty] | = | 11.39
Vertical Beam
Grid (A1-A5)(K1-K5) | [5 empty] | 2 | x | 22.33 | x | 0.67 | x | 2 | [5 empty] | = | 59.8444
Grid (B-J)(2-3) | [5 empty] | 1 | x | 10 | x | 0.67 | x | 2 | [5 empty] | = | 13.4
Grid (D-G)(1-3) | [5 empty] | 1 | x | 10.75 | x | 0.67 | x | 2 | [5 empty] | = | 14.405
Grid (E+1) | [5 empty] | 1 | x | 5.83 | x | 0.67 | x | 2 | [5 empty] | = | 7.8122
Grid (C-E-F-H)(3-5) | [5 empty] | 2 | x | 12.33 | x | 0.67 | x | 2 | [5 empty] | = | 33.0444
Super Structure Coloumns
C1 | [5 empty] | 18 | x | 2 | x | 0.67 | x | 8.75 | [5 empty] | = | 211.05
Ground Floor
Slab
Horizontal Beam
Grid (A2 - B2)(J2 - K2) | [5 empty] | 2 | x | 5.58 | x | 0.67 | x | 2.5 | [5 empty] | = | 18.693
Grid (D1-G1) | [5 empty] | 1 | x | 16.33 | x | 0.67 | x | 2.5 | [5 empty] | = | 27.3527
Grid (D2+ - G2+) | [5 empty] | 1 | x | 15 | x | 0.67 | x | 2.5 | [5 empty] | = | 25.125
Grid (A3-K3) | [5 empty] | 1 | x | 53.97 | x | 0.67 | x | 2.5 | [5 empty] | = | 90.3997
Grid (A5 - C5)(H5-K5) | [5 empty] | 2 | x | 10.92 | x | 0.67 | x | 2.5 | [5 empty] | = | 36.582
Grid (C40E4)(F4-H4) | [5 empty] | 2 | x | 13.08 | x | 0.67 | x | 2.5 | [5 empty] | = | 43.818
Grid (E5-F5) | [5 empty] | 1 | x | 8.5 | x | 0.67 | x | 2.5 | [5 empty] | = | 14.2375
Vertical Beam
Grid (A1-A5)(K1-K5) | [5 empty] | 2 | x | 22.33 | x | 0.67 | x | 2.5 | [5 empty] | = | 74.8055
Grid (B-J)(2-3) | [5 empty] | 1 | x | 10 | x | 0.67 | x | 2.5 | [5 empty] | = | 16.75
Grid (D-G)(1-3) | [5 empty] | 1 | x | 10.75 | x | 0.67 | x | 2.5 | [5 empty] | = | 18.0063
Grid (E+1) | [5 empty] | 1 | x | 5.83 | x | 0.67 | x | 2.5 | [5 empty] | = | 9.7653
Grid (C-E-F-H)(3-5) | [5 empty] | 2 | x | 12.33 | x | 0.67 | x | 2.5 | [5 empty] | = | 41.3055
Slab
Grid (A- K)(1-5) | [5 empty] | 1 | x | 53.83 | x | 22.83 | x | 0.5 | [5 empty] | = | 614.4694
Stair Case
| 1st Flight |  |  |  |  | 1 | x | 12 | x | 4 | x | 0.5 | [5 empty] | = | 24
| Steps |  |  | 11 | x | 1/2- | x | 4 | x | 1 | x | 0.5 | [5 empty] | = | 11
| Landing |  |  |  |  | 2 | x | 10.33 | x | 4 | x | 0.5 | [5 empty] | = | 41.32
| 2nd Flight |  |  |  |  | 4 | x | 12 | x | 4 | x | 0.5 | [5 empty] | = | 96
| Steps |  |  | 11 | x | 1/.2 | x | 4 | x | 1 | x | 0.5 | [5 empty] | = | 11
Projection (Chajja)
W1 | [5 empty] | 2 | x | 7 | x | 2 | x | 0.5 | [5 empty] | = | 14
W2 | [5 empty] | 2 | x | 4 | x | 2 | x | 0.5 | [5 empty] | = | 8
V1 | [5 empty] | 4 | x | 3 | x | 2 | x | 0.5 | [5 empty] | = | 12
[16 empty] | Total |  |  | 4005.1824
a | R.C.C 1 : 2 : 4 | [14 empty] | Total |  |  | 3644.69
b | R.C.C 1 : 1½ : 3 | [14 empty] | Total |  |  | 360.49
9 | Providing and laying 1:3:6 cement concrete solid block masonry set in 1:6 cement mortar in ground floor superstructure in/c: raking out joints and curing etc complete. (S.I.No.18/23).
| Room 1 |  |  | 1 | x | 2 | x | 12 |  | 0.5 | x | 8.75 | [5 empty] | = | 105
| """ |  |  | 1 | x | 2 | x | 10 |  | 0.5 | x | 8.75 | [5 empty] | = | 87.5
| Room 2 |  |  | 1 | x | 2 | x | 11 |  | 0.5 | x | 8.75 | [5 empty] | = | 96.25
| """ |  |  | 1 | x | 1 | x | 10 |  | 0.5 | x | 8.75 | [5 empty] | = | 43.75
| Lounge |  |  | 1 | x | 2 | x | 13 |  | 0.5 | x | 8.75 | [5 empty] | = | 113.75
|  | "" |  | 1 | x | 2 | x | 7 |  | 0.5 | x | 8.75 | [5 empty] | = | 61.25
| Kitchen |  |  | 1 | x | 2 | x | 7.5 |  | 0.5 | x | 8.75 | [5 empty] | = | 65.625
| """ |  |  | 1 | x | 2 | x | 6 |  | 0.5 | x | 8.75 | [5 empty] | = | 52.5
| Toilet WC |  |  | 1 | x | 2 | x | 4.75 |  | 0.5 | x | 8.75 | [5 empty] | = | 41.5625
| """" |  |  | 1 | x | 2 | x | 4.5 |  | 0.5 | x | 8.75 | [5 empty] | = | 39.375
| Bath Room |  |  | 1 | x | 2 | x | 4.5 |  | 0.5 | x | 8.75 | [5 empty] | = | 39.375
|  | Gallery |  |  |  | 1 | x | 9 | x | 0.5 | x | 4 | [6 empty] | 18
|  |  |  | 1 | x | 2 | x | 4 | x | 0.5 | x | 4 | [6 empty] | 16
Under Plinth Protection
| Grid (A1-K1) |  |  | 2 | x | 57.25 | x | 0.5 | x | 3.5 | [7 empty] | = | 200.375
| Grid (A-K)(1-5) |  |  | 2 | x | 26.83 | x | 0.5 | x | 3.5 | [7 empty] | = | 93.905
[16 empty] | Total |  |  | 1074.2175
Deduction
| D1 |  |  |  |  | 3 | x | 3.5 | x | 0.5 | x | 8 | [5 empty] | = | 42
| D2 |  |  |  |  | 2 | x | 3 | x | 0.5 | x | 8 | [5 empty] | = | 24
| D3 |  |  |  |  | 2 | x | 2.5 | x | 0.5 | x | 8 | [5 empty] | = | 20
| W1 |  |  |  |  | 1 | x | 6 | x | 0.5 | x | 4 | [5 empty] | = | 12
| W2 |  |  |  |  | 1 | x | 3 | x | 0.5 | x | 4 | [5 empty] | = | 6
| W3 |  |  |  |  | 4 | x | 2 | x | 0.5 | x | 4 | [5 empty] | = | 16
| V1 |  |  |  |  | 2 | x | 2 | x | 0.5 | x | 1.5 | [5 empty] | = | 3
[17 empty] | Total |  | 123
| Net Qty (A-B) |  | 1074.2175 |  |  |  | - |  | 123 | [6 empty] | Total Qty |  | = | 951.2175
| 2 No. Flats on Each Floor | [6 empty] | 951.2175 |  |  | x | 2 |  |  |  | G. Total |  | = | 1902.435
10 | P/F G.I. frames / chowkhats of size 7"x2" or 4-1/2" x 3" for door using 20 gauge G.I. sheet in/c: welded hinges and fixing at site with necessary holdfast, filling with cement sand slurry of ratio 1:6 and repairing the jambs. The cost also in/c: all carriage tools and plants used in making and fixing (S.I.No.93/29)
| D1 |  |  | 1 | x | 3 | x( | 8 | + | 3.25 | + | 3.25 | + | 3.25 | + | 8 | ) | = | 77.25
| D2 |  |  | 1 | x | 2 | x( | 8 | + | 2.75 | + | 2.75 | + | 2.75 | + | 8 | ) | = | 48.5
| D3 |  |  | 1 | x | 2 | x( | 8 | + | 2.25 | + | 2.25 | + | 2.25 | + | 8 | ) | = | 45.5
[16 empty] | Total Rft |  |  | 171.25
| 2 No. Flats on Each Floor | [6 empty] | 171.25 |  |  | x | 2 |  |  |  | G. Total |  | = | 342.5
11 | Cement Plaster (1:4) upto 20' height 3/4" thick. (S.I.No.51/11-c)
Ceiling
| Room 1 |  |  |  |  | 1 | x | 10 | x | 11 | [7 empty] | = | 110
| Room 2 |  |  |  |  | 1 | x | 12 | x | 10 | [7 empty] | = | 120
| Lounge |  |  |  |  | 1 | x | 13 | x | 7 | [7 empty] | = | 91
| Kitchen |  |  |  |  | 1 | x | 7.5 | x | 6 | [7 empty] | = | 45
| Tiolet |  |  |  |  | 1 | x | 4.75 | x | 4.5 | [7 empty] | = | 21.375
| Bathroom |  |  |  |  | 1 | x | 4.75 | x | 4.5 | [7 empty] | = | 21.375
|  | Gallery |  |  |  | 1 | x | 9 | x | 4 | [7 empty] | = | 36
Wall
| Room 1 |  |  | 1 | x | 2 | x( | 10 | + | 11 | )x | 10.5 | [5 empty] | = | 441
| Room 2 |  |  | 1 | x | 2 | x( | 12 | + | 10 | )x | 10.5 | [5 empty] | = | 462
| Lounge |  |  | 1 | x | 2 | x( | 13 | + | 7 | )x | 10.5 | [5 empty] | = | 420
| Kitchen |  |  | 1 | x | 2 | x( | 7.5 | + | 6 | )x | 10.5 | [5 empty] | = | 283.5
| Tiolet |  |  | 1 | x | 2 | x( | 4.75 | + | 4.5 | )x | 4 | [5 empty] | = | 74
| Bathroom |  |  | 1 | x | 2 | x( | 4.75 | + | 4.5 | )x | 4 | [5 empty] | = | 74
|  | Gallery |  |  |  | 1 | x | 9 | x | 4.5 | [8 empty] | 40.5
|  |  |  | 1 | x | 2 | x | 4 | x | 4.5 | [8 empty] | 36
[17 empty] | Total (A) |  | 2275.75
Deduction
| D1 |  |  |  |  | 3 | x | 3.5 | x | 8 | [7 empty] | = | 84
| D2 |  |  |  |  | 2 | x | 3 | x | 8 | [7 empty] | = | 48
| D3 |  |  |  |  | 2 | x | 2.5 | x | 8 | [7 empty] | = | 40
| W1 |  |  |  |  | 1 | x | 6 | x | 4 | [7 empty] | = | 24
| W2 |  |  |  |  | 1 | x | 3 | x | 4 | [7 empty] | = | 12
| W3 |  |  |  |  | 4 | x | 2 | x | 4 | [7 empty] | = | 32
| V1 |  |  |  |  | 2 | x | 2 | x | 1.5 | [7 empty] | = | 6
[17 empty] | Total(B) |  | 246
| Net Qty (A-B) |  | 2275.75 |  |  |  | - |  | 246 | [6 empty] | Total Qty |  | = | 2029.75
| 2 No. Flats on Each Floor | [6 empty] | 2029.75 |  |  | x | 2 |  |  |  | G. Total |  | = | 4059.5
12 | Laying white marble flooring fine dressed in the surface without winding set in lime mortar 1:2 in/c rubbing and polishing of the joints.(b) 1" thick. (S.I.No.42/28-b)(1" thick flooring).
|  | Room 1 |  |  |  | 1 | x | 12 | x | 10 | [7 empty] | = | 120
|  | Room 2 |  |  |  | 1 | x | 10 | x | 11 | [7 empty] | = | 110
|  | Lounge |  |  |  | 1 | x | 13 | x | 7 | [7 empty] | = | 91
|  | Kitchen |  |  |  | 1 | x | 7.5 | x | 6 | [7 empty] | = | 45
|  | Gallery |  |  |  | 1 | x | 9 | x | 4.5 | [8 empty] | 40.5
[16 empty] | Total |  |  | 406.5
| 2 No. Flats on Each Floor | [6 empty] | 406.5 |  |  | x | 2 |  |  |  | G. Total |  | = | 813
Stair Case
|  | Trade |  | 1 | x | 2 | x | 11 | x | 5 | x | 1 | [5 empty] | = | 110
|  | Riser |  | 1 | x | 2 | x | 12 | x | 5 | x | 0.5 | [5 empty] | = | 120
|  | Landing |  |  |  | 1 | x | 11 | x | 5 | [7 empty] | = | 55
[17 empty] | Total |  | 285
Net Qty (A+B) |  |  | 813 |  |  |  | + |  | 285 | [6 empty] | G. Total |  | = | 1098
13 | Providing and fixing 3/8" thick marble tiles of approved quality and colour shade size 8" x 4"/6"x4" in dado skirting and facing removal/tucking of existing plaster surface etc over 1/2" thick base of cement mortar 1:3 setting mortar base including filling the joints and washing the tiles with white cement slurry current finishing cleaning and polishing etc complete. (ii) for old work. (S.I.No.48/68-ii).
| Room 1 | 1 | x | 2 | x( | 12 | + | 10 | )x | 0.5 | [7 empty] | = | 22
| Room 2 | 1 | x | 2 | x( | 10 | + | 11 | )x | 0.5 | [7 empty] | = | 21
| Lounge | 1 | x | 2 | x( | 13 | + | 7 | )x | 0.5 | [7 empty] | = | 20
| Gallery | 1 | x | 2 | x( | 9 | + | 4 | )x | 0.5 | [7 empty] | = | 13
[16 empty] | Total (A) |  | = | 63
Deduction
| D1 |  |  |  |  | 3 | x | 3.5 | x | 0.5 | [7 empty] | = | 5.25
| D2 |  |  |  |  | 2 | x | 3 | x | 0.5 | [7 empty] | = | 3
| D3 |  |  |  |  | 2 | x | 2.5 | x | 0.5 | [7 empty] | = | 2.5
[16 empty] | Total (B) |  |  | 10.75
| Net Qty (A - B) |  |  | 63 |  | - |  | 10.75 | [8 empty] | Total | = | 52.25
| 2 No. Flats on Each Floor | [6 empty] | 52.25 |  |  | x | 2 |  |  |  | G. Total |  | = | 104.5
14 | Laying floors of approved colored glazed tiles 1/4" thick laid in white cement and pigment on a bed of 3/4" thick cement mortar 1:2. (S.I.No.42/25)Glazad Tile Floor
| W.C |  |  | 1 | x | 4.75 | x | 4.5 | [9 empty] | = | 21.375
| Bath Room |  |  | 1 | x | 4.75 | x | 4.5 | [9 empty] | = | 21.375
[17 empty] | Total | = | 42.75
| 2 No. Flats on Each Floor | [6 empty] | 42.75 |  |  | x | 2 |  |  |  | G. Total |  | = | 85.5
15 | White glazed tile 1/4" thick dado jointed in white cement and laid over 1:2 cement sand mortar 3/4" thick including finishing.
| W.C | 1 | x | 2 | x( | 4.75 | + | 4.5 | )x | 4 | [7 empty] | = | 74
| Bath Room | 1 | x | 2 | x( | 4.75 | + | 4.5 | )x | 4 | [7 empty] | = | 74
| Kitchen | 1 | x | 2 | x( | 7.5 | + | 6 | )x | 4 | [7 empty] | = | 108
[16 empty] | Total (A) |  | = | 256
Deduction
|  |  |  | 2 | x | 2.5 | x | 4 | [9 empty] | = | 20
|  |  |  | 1 | x | 3 | x | 4 | [9 empty] | = | 12
|  |  |  | 1 | x | 3 | x | 2 | [9 empty] | = | 6
[16 empty] | Total (B) |  | = | 38
| Net Qty (A - B) |  |  | 256 |  | - |  | 38 | [7 empty] | Total |  | = | 218
| 2 No. Flats on Each Floor | [6 empty] | 218 |  |  | x | 2 |  |  |  | G. Total |  | = | 436
16 | Providing and fixing in position doors windows and ventilators of 1st class deodar wood frames and 1-3/4" thick commercial ply veneer shutter of 1st class deodar skeletion (Hollow) and commercial ply wood (3-ply) on both side in/c: holdfast, hinges, iron tower bolts handles and cleats with cross and one mort ice lock and hook (S.I.no.58/9)(without chokhats).
| D1 |  |  | 1 | x | 3 | x | 3.25 | x | 6.75 | [7 empty] | = | 65.8125
| V |  |  | 1 | x | 3 | x | 3.25 | x | 0.92 | [7 empty] | = | 8.97
| D2 |  |  | 1 | x | 2 | x | 2.75 | x | 6.75 | [7 empty] | = | 37.125
| V |  |  | 1 | x | 2 | x | 2.75 | x | 0.92 | [7 empty] | = | 5.06
| D3 |  |  | 1 | x | 2 | x | 2.25 | x | 6.75 | [7 empty] | = | 30.375
| V |  |  | 1 | x | 2 | x | 2.25 | x | 0.92 | [7 empty] | = | 4.14
[16 empty] | Total |  |  | 151.4825
| 2 No. Flats on Each Floor | [6 empty] | 151.4825 |  |  | x | 2 |  |  |  | G. Total |  | = | 302.965
17 | Supply and fixing in position aluminum channel framing for sliding window ventilators of alcop made with 5 mm thick thinned glass glazed (Belgium) and aluminum fly screen in'/c: handles stopper and locking arragement etc complete. (Deluxe model boronze)(S.I.No.107/84-b).
| W1 |  |  | 1 | x | 1 | x | 6 | x | 4 | [7 empty] | = | 24
| W2 |  |  | 1 | x | 1 | x | 3 | x | 4 | [7 empty] | = | 12
| W3 |  |  | 1 | x | 4 | x | 2 | x | 4 | [7 empty] | = | 32
| V1 |  |  | 1 | x | 2 | x | 2 | x | 1.5 | [7 empty] | = | 6
[16 empty] | Total |  |  | 74
| 2 No. Flats on Each Floor | [6 empty] | 74 |  |  | x | 2 |  |  |  | G. Total |  | = | 148
18 | Primary coat of chalk under distemper. (S.I.No.61/25)
Ceiling
| Room 1 |  |  |  |  | 1 | x | 10 | x | 11 | [7 empty] | = | 110
| Room 2 |  |  |  |  | 1 | x | 12 | x | 10 | [7 empty] | = | 120
| Lounge |  |  |  |  | 1 | x | 13 | x | 7 | [7 empty] | = | 91
| Kitchen |  |  |  |  | 1 | x | 7.5 | x | 6 | [7 empty] | = | 45
| Tiolet |  |  |  |  | 1 | x | 4.75 | x | 4.5 | [7 empty] | = | 21.375
| Bathroom |  |  |  |  | 1 | x | 4.75 | x | 4.5 | [7 empty] | = | 21.375
|  | Gallery |  |  |  | 1 | x | 9 | x | 4 | [7 empty] | = | 36
Wall
| Room 1 |  |  | 1 | x | 2 | x( | 10 | + | 11 | )x | 10.5 | [5 empty] | = | 441
| Room 2 |  |  | 1 | x | 2 | x( | 12 | + | 10 | )x | 10.5 | [5 empty] | = | 462
| Lounge |  |  | 1 | x | 2 | x( | 13 | + | 7 | )x | 10.5 | [5 empty] | = | 420
| Kitchen |  |  | 1 | x | 2 | x( | 7.5 | + | 6 | )x | 10.5 | [5 empty] | = | 283.5
| Tiolet |  |  | 1 | x | 2 | x( | 4.75 | + | 4.5 | )x | 4 | [5 empty] | = | 74
| Bathroom |  |  | 1 | x | 2 | x( | 4.75 | + | 4.5 | )x | 4 | [5 empty] | = | 74
|  | Gallery |  |  |  | 1 | x | 9 | x | 4.5 | [8 empty] | 40.5
|  |  |  | 1 | x | 2 | x | 4 | x | 4.5 | [8 empty] | 36
[17 empty] | Total (A) |  | 2275.75
Deduction
| D1 |  |  |  |  | 3 | x | 3.5 | x | 8 | [7 empty] | = | 84
| D2 |  |  |  |  | 2 | x | 3 | x | 8 | [7 empty] | = | 48
| D3 |  |  |  |  | 2 | x | 2.5 | x | 8 | [7 empty] | = | 40
| W1 |  |  |  |  | 1 | x | 6 | x | 4 | [7 empty] | = | 24
| W2 |  |  |  |  | 1 | x | 3 | x | 4 | [7 empty] | = | 12
| W3 |  |  |  |  | 4 | x | 2 | x | 4 | [7 empty] | = | 32
| V1 |  |  |  |  | 2 | x | 2 | x | 1.5 | [7 empty] | = | 6
[17 empty] | Total(B) |  | 246
| Net Qty (A-B) |  | 2275.75 |  |  |  | - |  | 246 | [6 empty] | Total Qty |  | = | 2029.75
| 2 No. Flats on Each Floor | [6 empty] | 2029.75 |  |  | x | 2 |  |  |  | G. Total |  | = | 4059.5
19 | Distempering in three coats.(S.I.No.54/24-a+b+c).
Ceiling
| Room 1 |  |  |  |  | 1 | x | 10 | x | 11 | [7 empty] | = | 110
| Room 2 |  |  |  |  | 1 | x | 12 | x | 10 | [7 empty] | = | 120
| Lounge |  |  |  |  | 1 | x | 13 | x | 7 | [7 empty] | = | 91
| Kitchen |  |  |  |  | 1 | x | 7.5 | x | 6 | [7 empty] | = | 45
| Tiolet |  |  |  |  | 1 | x | 4.75 | x | 4.5 | [7 empty] | = | 21.375
| Bathroom |  |  |  |  | 1 | x | 4.75 | x | 4.5 | [7 empty] | = | 21.375
|  | Gallery |  |  |  | 1 | x | 9 | x | 4 | [7 empty] | = | 36
Wall
| Room 1 |  |  | 1 | x | 2 | x( | 10 | + | 11 | )x | 10.5 | [5 empty] | = | 441
| Room 2 |  |  | 1 | x | 2 | x( | 12 | + | 10 | )x | 10.5 | [5 empty] | = | 462
| Lounge |  |  | 1 | x | 2 | x( | 13 | + | 7 | )x | 10.5 | [5 empty] | = | 420
| Kitchen |  |  | 1 | x | 2 | x( | 7.5 | + | 6 | )x | 10.5 | [5 empty] | = | 283.5
| Tiolet |  |  | 1 | x | 2 | x( | 4.75 | + | 4.5 | )x | 4 | [5 empty] | = | 74
| Bathroom |  |  | 1 | x | 2 | x( | 4.75 | + | 4.5 | )x | 4 | [5 empty] | = | 74
|  | Gallery |  |  |  | 1 | x | 9 | x | 4.5 | [8 empty] | 40.5
|  |  |  | 1 | x | 2 | x | 4 | x | 4.5 | [8 empty] | 36
[17 empty] | Total (A) |  | 2275.75
Deduction
| D1 |  |  |  |  | 3 | x | 3.5 | x | 8 | [7 empty] | = | 84
| D2 |  |  |  |  | 2 | x | 3 | x | 8 | [7 empty] | = | 48
| D3 |  |  |  |  | 2 | x | 2.5 | x | 8 | [7 empty] | = | 40
| W1 |  |  |  |  | 1 | x | 6 | x | 4 | [7 empty] | = | 24
| W2 |  |  |  |  | 1 | x | 3 | x | 4 | [7 empty] | = | 12
| W3 |  |  |  |  | 4 | x | 2 | x | 4 | [7 empty] | = | 32
| V1 |  |  |  |  | 2 | x | 2 | x | 1.5 | [7 empty] | = | 6
[17 empty] | Total(B) |  | 246
| Net Qty (A-B) |  | 2275.75 |  |  |  | - |  | 246 | [6 empty] | Total Qty |  | = | 2029.75
| 2 No. Flats on Each Floor | [6 empty] | 2029.75 |  |  | x | 2 |  |  |  | G. Total |  | = | 4059.5
20 | Painting new surface preparing surface painting doors and window any type (three coats) (S.I.No.70/5-c-ii).
| D1 |  |  | 3 | x | 2 | x | 3.25 | x | 6.75 | [7 empty] | = | 131.625
| V |  |  | 3 | x | 2 | x | 3.25 | x | 0.92 | [7 empty] | = | 17.94
| D2 |  |  | 2 | x | 2 | x | 2.75 | x | 6.75 | [7 empty] | = | 74.25
| V |  |  | 2 | x | 2 | x | 2.75 | x | 0.92 | [7 empty] | = | 10.12
| D3 |  |  | 2 | x | 2 | x | 2.25 | x | 6.75 | [7 empty] | = | 60.75
| V |  |  | 2 | x | 2 | x | 2.25 | x | 0.92 | [7 empty] | = | 8.28
[16 empty] | Total |  |  | 302.965
| 2 No. Flats on Each Floor | [6 empty] | 302.965 |  |  | x | 2 |  |  |  | G. Total |  | = | 605.93
FIRST FLOOR
1 | Fabrication of M.S reinforcement for cement concrete including cutting, bending, laying in position making joints and fastening including cost of binding wire (also includes removal of rust from bars (a) using of tor hars. (S.i.No.16/18-b)
Super Structure Coloumns
| C1 M/Bar 3/4Ǿ |  |  | 1 | x | 4 | x | 18 | x | 14 | x | 1.502 | [5 empty] | = | 1514.016
| M/Bar 5/8Ǿ |  |  | 1 | x | 8 | x | 18 | x | 14 | x | 1.042 | [5 empty] | = | 2100.672
| Ring 3/8Ǿ |  |  | 1 | x | 18 | x | (25+25) | x | 4.5 | x | 0.376 | [5 empty] | = | 1522.8
| Ring 3/8Ǿ |  |  | 1 | x | 18 | x | 25 | x | 2.83 | x | 0.376 | [5 empty] | = | 478.836
Horizontal Beam (SLAB)
Grid (A1-B1)(J1-K1) (FB1)
| Bottom Bar 5/8Ǿ |  |  |  |  | 2 | x | 2 | x | 7.83 | x | 1.042 | [5 empty] | = | 32.6354
| Top Bar 5/8Ǿ |  |  |  |  | 2 | x | 2 | x | 7.83 | x | 1.042 | [5 empty] | = | 32.6354
| Ring 3/8Ǿ |  |  |  |  | 2 | x | 13 | x | 6.83 | x | 0.376 | [5 empty] | = | 66.7701
Grid (B2+ - D2+)(G2+-J2+) (FB2)
| Bottom Bar 5/8Ǿ |  |  |  |  | 2 | x | 4 | x | 16.42 | x | 1.042 | [5 empty] | = | 136.8771
| Top Bar 5/8Ǿ |  |  |  |  | 2 | x | 2 | x | 16.42 | x | 1.042 | [5 empty] | = | 68.4386
| Ring 3/8Ǿ |  |  |  |  | 2 | x | 35 | x | 6.83 | x | 0.376 | [5 empty] | = | 179.7656
Grid (D1-G1) (FB2)
| Bottom Bar 5/8Ǿ |  |  |  |  | 1 | x | 4 | x | 18.58 | x | 1.042 | [5 empty] | = | 77.4414
| Top Bar 5/8Ǿ |  |  |  |  | 1 | x | 2 | x | 18.58 | x | 1.042 | [5 empty] | = | 38.7207
| Ring 3/8Ǿ |  |  |  |  | 1 | x | 39 | x | 6.83 | x | 0.376 | [5 empty] | = | 100.1551
Grid (D2+ -G2+) (FB2)
| Bottom Bar 5/8Ǿ |  |  |  |  | 1 | x | 5 | x | 18.58 | x | 1.042 | [5 empty] | = | 96.8018
| Top Bar 5/8Ǿ |  |  |  |  | 1 | x | 3 | x | 18.58 | x | 1.042 | [5 empty] | = | 58.0811
| Ring 3/8Ǿ |  |  |  |  | 1 | x | 39 | x | 6.83 | x | 0.376 | [5 empty] | = | 100.1551
Grid (A3-C3)(H3-K3) (FB2)
| Bottom Bar 5/8Ǿ |  |  |  |  | 2 | x | 4 | x | 14.34 | x | 1.042 | [5 empty] | = | 119.5382
| Top Bar 5/8Ǿ |  |  |  |  | 2 | x | 2 | x | 14.34 | x | 1.042 | [5 empty] | = | 59.7691
| Ring 3/8Ǿ |  |  |  |  | 2 | x | 27 | x | 6.83 | x | 0.376 | [5 empty] | = | 138.6763
Grid (C3-E3)(F3-H3) (FB3)
| Bottom Bar 5/8Ǿ |  |  |  |  | 2 | x | 5 | x | 17.42 | x | 1.042 | [5 empty] | = | 181.5164
| Top Bar 5/8Ǿ |  |  |  |  | 2 | x | 3 | x | 17.42 | x | 1.042 | [5 empty] | = | 108.9098
| Ring 3/8Ǿ |  |  |  |  | 2 | x | 31 | x | 6.83 | x | 0.376 | [5 empty] | = | 159.221
Grid (E3-F3) (FB5)
| Bottom Bar 5/8Ǿ |  |  |  |  | 1 | x | 6 | x | 13.5 | x | 1.042 | [5 empty] | = | 84.402
| Top Bar 5/8Ǿ |  |  |  |  | 1 | x | 3 | x | 13.5 | x | 1.042 | [5 empty] | = | 42.201
| Ring 3/8Ǿ |  |  |  |  | 1 | x | 19 | x | 6.83 | x | 0.376 | [5 empty] | = | 48.7935
Grid (A5-C5)(H5-K5) (FB2)
| Bottom Bar 5/8Ǿ |  |  |  |  | 2 | x | 4 | x | 13.17 | x | 1.042 | [5 empty] | = | 109.7851
| Top Bar 5/8Ǿ |  |  |  |  | 2 | x | 2 | x | 13.17 | x | 1.042 | [5 empty] | = | 54.8926
| Ring 3/8Ǿ |  |  |  |  | 2 | x | 27 | x | 6.83 | x | 0.376 | [5 empty] | = | 138.6763
Grid (C4-E4)(F4-H4) (FB3)
| Bottom Bar 5/8Ǿ |  |  |  |  | 2 | x | 5 | x | 15.17 | x | 1.042 | [5 empty] | = | 158.0714
| Top Bar 5/8Ǿ |  |  |  |  | 2 | x | 3 | x | 15.17 | x | 1.042 | [5 empty] | = | 94.8428
| Ring 3/8Ǿ |  |  |  |  | 2 | x | 32 | x | 6.83 | x | 0.376 | [5 empty] | = | 164.3571
Grid (E5-F5) (FB1)
| Bottom Bar 5/8Ǿ |  |  |  |  | 1 | x | 2 | x | 10.67 | x | 1.042 | [5 empty] | = | 22.2363
| Top Bar 5/8Ǿ |  |  |  |  | 1 | x | 2 | x | 10.67 | x | 1.042 | [5 empty] | = | 22.2363
| Ring 3/8Ǿ |  |  |  |  | 1 | x | 20 | x | 6.83 | x | 0.376 | [5 empty] | = | 51.3616
Vertical Beam
Grid (A-K) (1-3) (FB2)
| Bottom Bar 5/8Ǿ |  |  |  |  | 2 | x | 4 | x | 13.83 | x | 1.042 | [5 empty] | = | 115.2869
| Top Bar 5/8Ǿ |  |  |  |  | 2 | x | 2 | x | 13.83 | x | 1.042 | [5 empty] | = | 57.6434
| Ring 3/8Ǿ |  |  |  |  | 2 | x | 23 | x | 6.83 | x | 0.376 | [5 empty] | = | 118.1317
Grid (A-K) (3-5) (FB3)
| Bottom Bar 5/8Ǿ |  |  |  |  | 2 | x | 5 | x | 15.58 | x | 1.042 | [5 empty] | = | 162.3436
| Top Bar 5/8Ǿ |  |  |  |  | 2 | x | 3 | x | 15.58 | x | 1.042 | [5 empty] | = | 97.4062
| Ring 3/8Ǿ |  |  |  |  | 2 | x | 24 | x | 6.83 | x | 0.376 | [5 empty] | = | 123.2678
Grid (B-J)(1-3) (FB2)
| Bottom Bar 5/8Ǿ |  |  |  |  | 2 | x | 4 | x | 12.75 | x | 1.042 | [5 empty] | = | 106.284
| Top Bar 5/8Ǿ |  |  |  |  | 2 | x | 2 | x | 12.75 | x | 1.042 | [5 empty] | = | 53.142
| Ring 3/8Ǿ |  |  |  |  | 2 | x | 23 | x | 6.83 | x | 0.376 | [5 empty] | = | 118.1317
Grid (D-G)(1-3) (FB4)
| Bottom Bar 5/8Ǿ |  |  |  |  | 2 | x | 6 | x | 12.75 | x | 1.042 | [5 empty] | = | 159.426
| Top Bar 5/8Ǿ |  |  |  |  | 2 | x | 3 | x | 12.75 | x | 1.042 | [5 empty] | = | 79.713
| Ring 3/8Ǿ |  |  |  |  | 2 | x | 23 | x | 6.83 | x | 0.376 | [5 empty] | = | 118.1317
Grid (E+1) (FB1)
| Bottom Bar 5/8Ǿ |  |  |  |  | 1 | x | 2 | x | 8.58 | x | 1.042 | [5 empty] | = | 17.8807
| Top Bar 5/8Ǿ |  |  |  |  | 1 | x | 2 | x | 8.58 | x | 1.042 | [5 empty] | = | 17.8807
| Ring 3/8Ǿ |  |  |  |  | 1 | x | 16 | x | 6.83 | x | 0.376 | [5 empty] | = | 41.0893
Grid (C-E-F-A) (3-5) (FB4)
| Bottom Bar 5/8Ǿ |  |  |  |  | 4 | x | 6 | x | 14.58 | x | 1.042 | [5 empty] | = | 364.6166
| Top Bar 5/8Ǿ |  |  |  |  | 4 | x | 3 | x | 14.58 | x | 1.042 | [5 empty] | = | 182.3083
| Ring 3/8Ǿ |  |  |  |  | 4 | x | 24 | x | 6.83 | x | 0.376 | [5 empty] | = | 246.5357
SLAB: -
Grid (A-B) (J-K) (1-3)(S3)
| M/Bar | 1/2Ǿ |  |  |  | 2 | x | 22 | x | 10.41 | x | 0.667 | [5 empty] | = | 305.5127
| D/Bar | 1/2Ǿ |  |  |  | 2 | x | 13 | x | 16.17 | x | 0.667 | [5 empty] | = | 280.4201
Top D/Bar |  | 1/2Ǿ |  |  |  | 2 | x | 4 | x | 10.5 | x | 0.667 | [5 empty] | = | 56.028
Top D/Bar |  | 1/2Ǿ |  |  |  | 2 | x | 8 | x | 5.75 | x | 0.667 | [5 empty] | = | 61.364
Chair |  | 1/2Ǿ |  |  |  | 2 | x | 20 | x | 3.5 | x | 0.667 | [5 empty] | = | 93.38
Grid (B-D) (G-J) (2+ - 3)(S2)
| M/Bar | 1/2Ǿ |  |  |  | 2 | x | 30 | x | 12.83 | x | 0.667 | [5 empty] | = | 513.4566
| D/Bar | 1/2Ǿ |  |  |  | 2 | x | 16 | x | 20.83 | x | 0.667 | [5 empty] | = | 444.5955
Top D/Bar |  | 1/2Ǿ |  |  |  | 2 | x | 6 | x | 14 | x | 0.667 | [5 empty] | = | 112.056
Top D/Bar |  | 1/2Ǿ |  |  |  | 2 | x | 10 | x | 8 | x | 0.667 | [5 empty] | = | 106.72
Top Ex/Bar |  | 1/2Ǿ |  |  |  | 2 | x | 30 | x | 6.25 | x | 0.667 | [5 empty] | = | 250.125
Top D/Bar |  | 1/2Ǿ |  |  |  | 2 | x | 13 | x | 14 | x | 0.667 | [5 empty] | = | 242.788
Top Ex/Bar |  | 1/2Ǿ |  |  |  | 2 | x | 16 | x | 8.5 | x | 0.667 | [5 empty] | = | 181.424
Top D/Bar |  | 1/2Ǿ |  |  |  | 2 | x | 17 | x | 8.12 | x | 0.667 | [5 empty] | = | 184.1454
Chair |  | 1/2Ǿ |  |  |  | 2 | x | 45 | x | 3.5 | x | 0.667 | [5 empty] | = | 210.105
Grid (D-G) (1-3)(S3)
| M/Bar | 1/2Ǿ |  |  |  | 2 | x | 17 | x | 9.5 | x | 0.667 | [5 empty] | = | 215.441
| D/Bar | 1/2Ǿ |  |  |  | 2 | x | 13 | x | 10.92 | x | 0.667 | [5 empty] | = | 189.3746
Top D/Bar |  | 1/2Ǿ |  |  |  | 1 | x | 4 | x | 15.83 | x | 0.667 | [5 empty] | = | 42.2344
Top Ex/Bar |  | 1/2Ǿ |  |  |  | 1 | x | 33 | x | 3.75 | x | 0.667 | [5 empty] | = | 82.5413
Top D/Bar |  | 1/2Ǿ |  |  |  | 1 | x | 7 | x | 15.83 | x | 0.667 | [5 empty] | = | 73.9103
| M/Bar | 1/2Ǿ |  |  |  | 2 | x | 41 | x | 7.17 | x | 0.667 | [5 empty] | = | 392.156
| D/Bar | 1/2Ǿ |  |  |  | 2 | x | 10 | x | 18.83 | x | 0.667 | [5 empty] | = | 251.1922
Chair |  | 1/2Ǿ |  |  |  | 2 | x | 35 | x | 3.5 | x | 0.667 | [5 empty] | = | 163.415
Grid (A-C) (H-K) (3-9)(S1)
| M/Bar | 1/2Ǿ |  |  |  | 2 | x | 26 | x | 15.83 | x | 0.667 | [5 empty] | = | 549.0477
| D/Bar | 1/2Ǿ |  |  |  | 2 | x | 23 | x | 17.17 | x | 0.667 | [5 empty] | = | 526.8099
Top D/Bar |  | 1/2Ǿ |  |  |  | 2 | x | 8 | x | 10.5 | x | 0.667 | [5 empty] | = | 112.056
Top D/Bar |  | 1/2Ǿ |  |  |  | 2 | x | 7 | x | 11.83 | x | 0.667 | [5 empty] | = | 110.4685
Top Ex/Bar |  | 1/2Ǿ |  |  |  | 2 | x | 26 | x | 7.5 | x | 0.667 | [5 empty] | = | 260.13
Top D/Bar |  | 1/2Ǿ |  |  |  | 2 | x | 15 | x | 11.83 | x | 0.667 | [5 empty] | = | 236.7183
Top Ex/Bar |  | 1/2Ǿ |  |  |  | 2 | x | 23 | x | 7.25 | x | 0.667 | [5 empty] | = | 222.4445
Top D/Bar |  | 1/2Ǿ |  |  |  | 2 | x | 15 | x | 10.5 | x | 0.667 | [5 empty] | = | 210.105
Chair |  | 1/2Ǿ |  |  |  | 2 | x | 45 | x | 3.5 | x | 0.667 | [5 empty] | = | 210.105
Grid (C-E) (F-H) (3-5)
| M/Bar | 1/2Ǿ |  |  |  | 2 | x | 28 | x | 15.83 | x | 0.667 | [5 empty] | = | 591.2822
| D/Bar | 1/2Ǿ |  |  |  | 2 | x | 26 | x | 18 | x | 0.667 | [5 empty] | = | 624.312
Top D/Bar |  | 1/2Ǿ |  |  |  | 2 | x | 9 | x | 10.5 | x | 0.667 | [5 empty] | = | 126.063
Top D/Bar |  | 1/2Ǿ |  |  |  | 2 | x | 7 | x | 12.42 | x | 0.667 | [5 empty] | = | 115.978
Top Ex/Bar |  | 1/2Ǿ |  |  |  | 2 | x | 28 | x | 8.25 | x | 0.667 | [5 empty] | = | 308.154
Top D/Bar |  | 1/2Ǿ |  |  |  | 2 | x | 17 | x | 12.42 | x | 0.667 | [5 empty] | = | 281.6608
Top Ex/Bar |  | 1/2Ǿ |  |  |  | 2 | x | 26 | x | 7.25 | x | 0.667 | [5 empty] | = | 251.459
Top D/Bar |  | 1/2Ǿ |  |  |  | 2 | x | 15 | x | 12.42 | x | 0.667 | [5 empty] | = | 248.5242
Chair |  | 1/2Ǿ |  |  |  | 2 | x | 55 | x | 3.5 | x | 0.667 | [5 empty] | = | 256.795
Stair Case
1st Flight M/Bar |  | 5/8Ǿ |  |  |  | 1 | x | 12 | x | 16.25 | x | 1.042 | [5 empty] | = | 203.19
D/Bar |  | 3/8Ǿ |  |  |  | 1 | x | 27 | x | 5.5 | x | 0.376 | [5 empty] | = | 55.836
D/Bar |  | 3/8Ǿ |  |  |  | 1 | x | 8 | x | 5.5 | x | 0.376 | [5 empty] | = | 16.544
M/Bar |  | 5/8Ǿ |  |  |  | 1 | x | 12 | x | 5.75 | x | 1.042 | [5 empty] | = | 71.898
D/Bar |  | 3/8Ǿ |  |  |  | 1 | x | 10 | x | 5.5 | x | 0.376 | [5 empty] | = | 20.68
Landing M/Bar |  | 5/8Ǿ |  |  |  | 2 | x | 22 | x | 8.5 | x | 1.042 | [5 empty] | = | 389.708
D/Bar |  | 3/8Ǿ |  |  |  | 2 | x | 13 | x | 10.83 | x | 0.376 | [5 empty] | = | 105.8741
2nd Flight M/Bar |  | 5/8Ǿ |  |  |  | 1 | x | 12 | x | 5.75 | x | 1.042 | [5 empty] | = | 71.898
D/Bar |  | 3/8Ǿ |  |  |  | 1 | x | 10 | x | 5.5 | x | 0.376 | [5 empty] | = | 20.68
M/Bar |  | 5/8Ǿ |  |  |  | 1 | x | 12 | x | 16.25 | x | 1.042 | [5 empty] | = | 203.19
D/Bar |  | 3/8Ǿ |  |  |  | 1 | x | 27 | x | 5.5 | x | 0.376 | [5 empty] | = | 55.836
Chair |  | 1/2Ǿ |  |  |  | 2 | x | 50 | x | 3.5 | x | 0.667 | [5 empty] | = | 233.45
Landing Beam
Top/Bottom/Bar |  | 5/8Ǿ |  | 1 | x( | 2 | + | 2 | )x | 12.33 | x | 1.042 | [5 empty] | = | 51.3914
Ring |  | 3/8Ǿ |  |  |  | 1 | x | 23 | x | 4.83 | x | 0.376 | [5 empty] | = | 41.7698
Projection (Chajja)
| W1 M/Bar | 1/2Ǿ |  |  |  | 2 | x | 13 | x | 4.5 | x | 0.667 | [5 empty] | = | 78.039
| D/Bar | 1/2Ǿ |  |  |  | 2 | x | 5 | x | 4.5 | x | 0.667 | [5 empty] | = | 30.015
| W2 M/Bar | 1/2Ǿ |  |  |  | 2 | x | 9 | x | 4.5 | x | 0.667 | [5 empty] | = | 54.027
| D/Bar | 1/2Ǿ |  |  |  | 2 | x | 5 | x | 5 | x | 0.667 | [5 empty] | = | 33.35
| W3 M/Bar | 1/2Ǿ |  |  |  | 4 | x | 9 | x | 4.5 | x | 0.667 | [5 empty] | = | 108.054
| D/Bar | 1/2Ǿ |  |  |  | 4 | x | 5 | x | 5 | x | 0.667 | [5 empty] | = | 66.7
| V1 M/Bar | 1/2Ǿ |  |  |  | 4 | x | 9 | x | 4.5 | x | 0.667 | [5 empty] | = | 108.054
| D/Bar | 1/2Ǿ |  |  |  | 4 | x | 5 | x | 3.5 | x | 0.667 | [5 empty] | = | 46.69
[16 empty] | Total |  |  | 22304.8803
| Convert in Cwt | [5 empty] | 22304.8803 |  |  | ÷ |  | 112 |  | Total Cwt |  |  |  | = | 199.1507
2 | Extra Labour for lifting of steel above first floor for every additional floor (S.I. 29/P-19)
| Quantity Same As Above Item No. | [13 empty] | Total Cwt |  |  | = | 199.1507
3 | R.C.C work including all labour and materials except the cost of steel reinforcement and its labour for bending and binding which will be paid separately. This Rate also include all kinds of forms: lifting shuttering curing rendering and finishing the exposed surface (i/c screening & washing of shingle). R.C. work in roof, slab, beams cols, rafts, lintels and other structural all respect ratio 1:2:4 (90-lbs) cement 2-cft sand 4-cft shingle 1/8" to 1/4" gauge (S.I.No.15/6-a-i)
Super Structure Coloumns
C1 | [5 empty] | 18 | x | 2 | x | 0.67 | x | 8.75 | [5 empty] | = | 211.05
Slab
Horizontal Beam
Grid (A2 - B2)(J2 - K2) | [5 empty] | 2 | x | 5.58 | x | 0.67 | x | 2.5 | [5 empty] | = | 18.693
Grid (D1-G1) | [5 empty] | 1 | x | 16.33 | x | 0.67 | x | 2.5 | [5 empty] | = | 27.3527
Grid (D2+ - G2+) | [5 empty] | 1 | x | 15 | x | 0.67 | x | 2.5 | [5 empty] | = | 25.125
Grid (A3-K3) | [5 empty] | 1 | x | 53.97 | x | 0.67 | x | 2.5 | [5 empty] | = | 90.3997
Grid (A5 - C5)(H5-K5) | [5 empty] | 2 | x | 10.92 | x | 0.67 | x | 2.5 | [5 empty] | = | 36.582
Grid (C40E4)(F4-H4) | [5 empty] | 2 | x | 13.08 | x | 0.67 | x | 2.5 | [5 empty] | = | 43.818
Grid (E5-F5) | [5 empty] | 1 | x | 8.5 | x | 0.67 | x | 2.5 | [5 empty] | = | 14.2375
Vertical Beam
Grid (A1-A5)(K1-K5) | [5 empty] | 2 | x | 22.33 | x | 0.67 | x | 2.5 | [5 empty] | = | 74.8055
Grid (B-J)(2-3) | [5 empty] | 1 | x | 10 | x | 0.67 | x | 2.5 | [5 empty] | = | 16.75
Grid (D-G)(1-3) | [5 empty] | 1 | x | 10.75 | x | 0.67 | x | 2.5 | [5 empty] | = | 18.0063
Grid (E+1) | [5 empty] | 1 | x | 5.83 | x | 0.67 | x | 2.5 | [5 empty] | = | 9.7653
Grid (C-E-F-H)(3-5) | [5 empty] | 2 | x | 12.33 | x | 0.67 | x | 2.5 | [5 empty] | = | 41.3055
Slab
Grid (A- K)(1-5) | [5 empty] | 1 | x | 53.83 | x | 22.83 | x | 0.5 | [5 empty] | = | 614.4694
Stair Case
| 1st Flight |  |  |  |  | 1 | x | 12 | x | 4 | x | 0.5 | [5 empty] | = | 24
| Steps |  |  | 11 | x | 1/2- | x | 4 | x | 1 | x | 0.5 | [5 empty] | = | 11
| Landing |  |  |  |  | 2 | x | 10.33 | x | 4 | x | 0.5 | [5 empty] | = | 41.32
| 2nd Flight |  |  |  |  | 4 | x | 12 | x | 4 | x | 0.5 | [5 empty] | = | 96
| Steps |  |  | 11 | x | 1/.2 | x | 4 | x | 1 | x | 0.5 | [5 empty] | = | 11
Projection (Chajja)
W1 | [5 empty] | 2 | x | 5 | x | 2 | x | 0.5 | [5 empty] | = | 10
W2 | [5 empty] | 2 | x | 3 | x | 2 | x | 0.5 | [5 empty] | = | 6
W3 | [5 empty] | 4 | x | 3 | x | 2 | x | 0.5 | [5 empty] | = | 12
V1 | [5 empty] | 4 | x | 3 | x | 2 | x | 0.5 | [5 empty] | = | 12
[16 empty] | Total |  |  | 1465.6799
a | R.C.C 1 : 2 : 4 | [14 empty] | Total |  |  | 1254.63
b | R.C.C 1 : 1½ : 3 | [14 empty] | Total |  |  | 211.05
4 | Providing and laying 1:3:6 cement concrete solid block masonry set in 1:6 cement mortar in ground floor superstructure in/c: raking out joints and curing etc complete. (S.I.No.18/23).
| Room 1 |  |  | 1 | x | 2 | x | 12 |  | 0.5 | x | 8.75 | [5 empty] | = | 105
| """ |  |  | 1 | x | 2 | x | 10 |  | 0.5 | x | 8.75 | [5 empty] | = | 87.5
| Room 2 |  |  | 1 | x | 2 | x | 11 |  | 0.5 | x | 8.75 | [5 empty] | = | 96.25
| """ |  |  | 1 | x | 1 | x | 10 |  | 0.5 | x | 8.75 | [5 empty] | = | 43.75
| Lounge |  |  | 1 | x | 2 | x | 13 |  | 0.5 | x | 8.75 | [5 empty] | = | 113.75
|  | "" |  | 1 | x | 2 | x | 7 |  | 0.5 | x | 8.75 | [5 empty] | = | 61.25
| Kitchen |  |  | 1 | x | 2 | x | 7.5 |  | 0.5 | x | 8.75 | [5 empty] | = | 65.625
| """ |  |  | 1 | x | 2 | x | 6 |  | 0.5 | x | 8.75 | [5 empty] | = | 52.5
| Toilet WC |  |  | 1 | x | 2 | x | 4.75 |  | 0.5 | x | 8.75 | [5 empty] | = | 41.5625
| """" |  |  | 1 | x | 2 | x | 4.5 |  | 0.5 | x | 8.75 | [5 empty] | = | 39.375
| Bath Room |  |  | 1 | x | 2 | x | 4.5 |  | 0.5 | x | 8.75 | [5 empty] | = | 39.375
|  | Gallery |  |  |  | 1 | x | 9 | x | 0.5 | x | 4 | [6 empty] | 18
|  |  |  | 1 | x | 2 | x | 4 | x | 0.5 | x | 4 | [6 empty] | 16
[16 empty] | Total |  |  | 779.9375
Deduction
| D1 |  |  |  |  | 3 | x | 3.5 | x | 0.5 | x | 8 | [5 empty] | = | 42
| D2 |  |  |  |  | 2 | x | 3 | x | 0.5 | x | 8 | [5 empty] | = | 24
| D3 |  |  |  |  | 2 | x | 2.5 | x | 0.5 | x | 8 | [5 empty] | = | 20
| W1 |  |  |  |  | 1 | x | 6 | x | 0.5 | x | 4 | [5 empty] | = | 12
| W2 |  |  |  |  | 1 | x | 3 | x | 0.5 | x | 4 | [5 empty] | = | 6
| W3 |  |  |  |  | 4 | x | 2 | x | 0.5 | x | 4 | [5 empty] | = | 16
| V1 |  |  |  |  | 2 | x | 2 | x | 0.5 | x | 1.5 | [5 empty] | = | 3
[17 empty] | Total |  | 123
| Net Qty (A-B) |  | 779.9375 |  |  |  | - |  | 123 | [6 empty] | Total Qty |  | = | 656.9375
| 2 No. Flats on Each Floor | [6 empty] | 656.9375 |  |  | x | 2 |  |  |  | G. Total |  | = | 1313.875
5 | Add extra labour for block masonary in first floor. (S.I.No.23/19-a)
| Quantity Same as Above Item | [14 empty] | G. Total |  | = | 1313.875
6 | P/F G.I. frames / chowkhats of size 7"x2" or 4-1/2" x 3" for door using 20 gauge G.I. sheet in/c: welded hinges and fixing at site with necessary holdfast, filling with cement sand slurry of ratio 1:6 and repairing the jambs. The cost also in/c: all carriage tools and plants used in making and fixing (S.I.No.93/29)
| D1 |  |  | 1 | x | 3 | x( | 8 | + | 3.25 | + | 3.25 | + | 3.25 | + | 8 | ) | = | 77.25
| D2 |  |  | 1 | x | 2 | x( | 8 | + | 2.75 | + | 2.75 | + | 2.75 | + | 8 | ) | = | 48.5
| D3 |  |  | 1 | x | 2 | x( | 8 | + | 2.25 | + | 2.25 | + | 2.25 | + | 8 | ) | = | 45.5
[16 empty] | Total Rft |  |  | 171.25
| 2 No. Flats on Each Floor | [6 empty] | 171.25 |  |  | x | 2 |  |  |  | G. Total |  | = | 342.5
7 | Cement Plaster (1:4) upto 20' height 3/4" thick. (S.I.No.51/11-c)
Ceiling
| Room 1 |  |  |  |  | 1 | x | 10 | x | 11 | [7 empty] | = | 110
| Room 2 |  |  |  |  | 1 | x | 12 | x | 10 | [7 empty] | = | 120
| Lounge |  |  |  |  | 1 | x | 13 | x | 7 | [7 empty] | = | 91
| Kitchen |  |  |  |  | 1 | x | 7.5 | x | 6 | [7 empty] | = | 45
| Tiolet |  |  |  |  | 1 | x | 4.75 | x | 4.5 | [7 empty] | = | 21.375
| Bathroom |  |  |  |  | 1 | x | 4.75 | x | 4.5 | [7 empty] | = | 21.375
|  | Gallery |  |  |  | 1 | x | 9 | x | 4 | [7 empty] | = | 36
Wall
| Room 1 |  |  | 1 | x | 2 | x( | 10 | + | 11 | )x | 10.5 | [5 empty] | = | 441
| Room 2 |  |  | 1 | x | 2 | x( | 12 | + | 10 | )x | 10.5 | [5 empty] | = | 462
| Lounge |  |  | 1 | x | 2 | x( | 13 | + | 7 | )x | 10.5 | [5 empty] | = | 420
| Kitchen |  |  | 1 | x | 2 | x( | 7.5 | + | 6 | )x | 10.5 | [5 empty] | = | 283.5
| Tiolet |  |  | 1 | x | 2 | x( | 4.75 | + | 4.5 | )x | 4 | [5 empty] | = | 74
| Bathroom |  |  | 1 | x | 2 | x( | 4.75 | + | 4.5 | )x | 4 | [5 empty] | = | 74
|  | Gallery |  |  |  | 1 | x | 9 | x | 4.5 | [8 empty] | 40.5
|  |  |  | 1 | x | 2 | x | 4 | x | 4.5 | [8 empty] | 36
[17 empty] | Total (A) |  | 2275.75
Deduction
| D1 |  |  |  |  | 3 | x | 3.5 | x | 8 | [7 empty] | = | 84
| D2 |  |  |  |  | 2 | x | 3 | x | 8 | [7 empty] | = | 48
| D3 |  |  |  |  | 2 | x | 2.5 | x | 8 | [7 empty] | = | 40
| W1 |  |  |  |  | 1 | x | 6 | x | 4 | [7 empty] | = | 24
| W2 |  |  |  |  | 1 | x | 3 | x | 4 | [7 empty] | = | 12
| W3 |  |  |  |  | 4 | x | 2 | x | 4 | [7 empty] | = | 32
| V1 |  |  |  |  | 2 | x | 2 | x | 1.5 | [7 empty] | = | 6
[17 empty] | Total(B) |  | 246
| Net Qty (A-B) |  | 2275.75 |  |  |  | - |  | 246 | [6 empty] | Total Qty |  | = | 2029.75
| 2 No. Flats on Each Floor | [6 empty] | 2029.75 |  |  | x | 2 |  |  |  | G. Total |  | = | 4059.5
8 | Laying white marble flooring fine dressed in the surface without winding set in lime mortar 1:2 in/c rubbing and polishing of the joints.(b) 3/4" thick. (S.I.No.42/28-b).
|  | Room 1 |  |  |  | 1 | x | 12 | x | 10 | [7 empty] | = | 120
|  | Room 2 |  |  |  | 1 | x | 10 | x | 11 | [7 empty] | = | 110
|  | Lounge |  |  |  | 1 | x | 13 | x | 7 | [7 empty] | = | 91
|  | Kitchen |  |  |  | 1 | x | 7.5 | x | 6 | [7 empty] | = | 45
|  | Gallery |  |  |  | 1 | x | 9 | x | 4.5 | [8 empty] | 40.5
[16 empty] | Total |  |  | 406.5
| 2 No. Flats on Each Floor | [6 empty] | 406.5 |  |  | x | 2 |  |  |  | G. Total |  | = | 813
Stair Case
|  | Trade |  | 1 | x | 2 | x | 11 | x | 5 | x | 1 | [5 empty] | = | 110
|  | Riser |  | 1 | x | 2 | x | 12 | x | 5 | x | 0.5 | [5 empty] | = | 120
|  | Landing |  |  |  | 1 | x | 11 | x | 5 | [7 empty] | = | 55
[17 empty] | Total |  | 285
Net Qty (A+B) |  |  | 813 |  |  |  | + |  | 285 | [6 empty] | G. Total |  | = | 1098
9 | Providing and fixing 3/8" thick marble tiles of approved quality and colour shade size 8" x 4"/6"x4" in dado skirting and facing removal/tucking of existing plaster surface etc over 1/2" thick base of cement mortar 1:3 setting mortar base including filling the joints and washing the tiles with white cement slurry current finishing cleaning and polishing etc complete. (ii) for old work. (S.I.No.48/68-ii).
| Room 1 | 1 | x | 2 | x( | 12 | + | 10 | )x | 0.5 | [7 empty] | = | 22
| Room 2 | 1 | x | 2 | x( | 10 | + | 11 | )x | 0.5 | [7 empty] | = | 21
| Lounge | 1 | x | 2 | x( | 13 | + | 7 | )x | 0.5 | [7 empty] | = | 20
| Gallery | 1 | x | 2 | x( | 9 | + | 4 | )x | 0.5 | [7 empty] | = | 13
[16 empty] | Total (A) |  | = | 63
Deduction
| D1 |  |  |  |  | 3 | x | 3.5 | x | 0.5 | [7 empty] | = | 5.25
| D2 |  |  |  |  | 2 | x | 3 | x | 0.5 | [7 empty] | = | 3
| D3 |  |  |  |  | 2 | x | 2.5 | x | 0.5 | [7 empty] | = | 2.5
[16 empty] | Total (B) |  |  | 10.75
| Net Qty (A - B) |  |  | 63 |  | - |  | 10.75 | [8 empty] | Total | = | 52.25
| 2 No. Flats on Each Floor | [6 empty] | 52.25 |  |  | x | 2 |  |  |  | G. Total |  | = | 104.5
10 | Laying floors of approved colored glazed tiles 1/4" thick laid in white cement and pigment on a bed of 3/4" thick cement mortar 1:2. (S.I.No.42/25)Glazad Tile Floor
| W.C |  |  | 1 | x | 4.75 | x | 4.5 | [9 empty] | = | 21.375
| Bath Room |  |  | 1 | x | 4.75 | x | 4.5 | [9 empty] | = | 21.375
[17 empty] | Total | = | 42.75
| 2 No. Flats on Each Floor | [6 empty] | 42.75 |  |  | x | 2 |  |  |  | G. Total |  | = | 85.5
11 | White glazed tile 1/4" thick dado jointed in white cement and laid over 1:2 cement sand mortar 3/4" thick including finishing.
| W.C | 1 | x | 2 | x( | 4.75 | + | 4.5 | )x | 4 | [7 empty] | = | 74
| Bath Room | 1 | x | 2 | x( | 4.75 | + | 4.5 | )x | 4 | [7 empty] | = | 74
| Kitchen | 1 | x | 2 | x( | 7.5 | + | 6 | )x | 4 | [7 empty] | = | 108
[16 empty] | Total (A) |  | = | 256
Deduction
|  |  |  | 2 | x | 2.5 | x | 4 | [9 empty] | = | 20
|  |  |  | 1 | x | 3 | x | 4 | [9 empty] | = | 12
|  |  |  | 1 | x | 3 | x | 2 | [9 empty] | = | 6
[16 empty] | Total (B) |  | = | 38
| Net Qty (A - B) |  |  | 256 |  | - |  | 38 | [7 empty] | Total |  | = | 218
| 2 No. Flats on Each Floor | [6 empty] | 218 |  |  | x | 2 |  |  |  | G. Total |  | = | 436
12 | Providing and fixing in position doors windows and ventilators of 1st class deodar wood frames and 1-3/4" thick commercial ply veneer shutter of 1st class deodar skeletion (Hollow) and commercial ply wood (3-ply) on both side in/c: holdfast, hinges, iron tower bolts handles and cleats with cross and one mort ice lock and hook (S.I.no.58/9)(without chokhats).
| D1 |  |  | 1 | x | 3 | x | 3.25 | x | 6.75 | [7 empty] | = | 65.8125
| V |  |  | 1 | x | 3 | x | 3.25 | x | 0.92 | [7 empty] | = | 8.97
| D2 |  |  | 1 | x | 2 | x | 2.75 | x | 6.75 | [7 empty] | = | 37.125
| V |  |  | 1 | x | 2 | x | 2.75 | x | 0.92 | [7 empty] | = | 5.06
| D3 |  |  | 1 | x | 2 | x | 2.25 | x | 6.75 | [7 empty] | = | 30.375
| V |  |  | 1 | x | 2 | x | 2.25 | x | 0.92 | [7 empty] | = | 4.14
[16 empty] | Total |  |  | 151.4825
| 2 No. Flats on Each Floor | [6 empty] | 151.4825 |  |  | x | 2 |  |  |  | G. Total |  | = | 302.965
13 | Supply and fixing in position aluminum channel framing for sliding window ventilators of alcop made with 5 mm thick thinned glass glazed (Belgium) and aluminum fly screen in'/c: handles stopper and locking arragement etc complete. (Deluxe model boronze)(S.I.No.107/84-b).
| W1 |  |  | 1 | x | 1 | x | 6 | x | 4 | [7 empty] | = | 24
| W2 |  |  | 1 | x | 1 | x | 3 | x | 4 | [7 empty] | = | 12
| W3 |  |  | 1 | x | 4 | x | 2 | x | 4 | [7 empty] | = | 32
| V1 |  |  | 1 | x | 2 | x | 2 | x | 1.5 | [7 empty] | = | 6
[16 empty] | Total |  |  | 74
| 2 No. Flats on Each Floor | [6 empty] | 74 |  |  | x | 2 |  |  |  | G. Total |  | = | 148
14 | Primary coat of chalk under distemper. (S.I.No.61/25)
Ceiling
| Room 1 |  |  |  |  | 1 | x | 10 | x | 11 | [7 empty] | = | 110
| Room 2 |  |  |  |  | 1 | x | 12 | x | 10 | [7 empty] | = | 120
| Lounge |  |  |  |  | 1 | x | 13 | x | 7 | [7 empty] | = | 91
| Kitchen |  |  |  |  | 1 | x | 7.5 | x | 6 | [7 empty] | = | 45
| Tiolet |  |  |  |  | 1 | x | 4.75 | x | 4.5 | [7 empty] | = | 21.375
| Bathroom |  |  |  |  | 1 | x | 4.75 | x | 4.5 | [7 empty] | = | 21.375
|  | Gallery |  |  |  | 1 | x | 9 | x | 4 | [7 empty] | = | 36
Wall
| Room 1 |  |  | 1 | x | 2 | x( | 10 | + | 11 | )x | 10.5 | [5 empty] | = | 441
| Room 2 |  |  | 1 | x | 2 | x( | 12 | + | 10 | )x | 10.5 | [5 empty] | = | 462
| Lounge |  |  | 1 | x | 2 | x( | 13 | + | 7 | )x | 10.5 | [5 empty] | = | 420
| Kitchen |  |  | 1 | x | 2 | x( | 7.5 | + | 6 | )x | 10.5 | [5 empty] | = | 283.5
| Tiolet |  |  | 1 | x | 2 | x( | 4.75 | + | 4.5 | )x | 4 | [5 empty] | = | 74
| Bathroom |  |  | 1 | x | 2 | x( | 4.75 | + | 4.5 | )x | 4 | [5 empty] | = | 74
|  | Gallery |  |  |  | 1 | x | 9 | x | 4.5 | [8 empty] | 40.5
|  |  |  | 1 | x | 2 | x | 4 | x | 4.5 | [8 empty] | 36
[17 empty] | Total (A) |  | 2275.75
Deduction
| D1 |  |  |  |  | 3 | x | 3.5 | x | 8 | [7 empty] | = | 84
| D2 |  |  |  |  | 2 | x | 3 | x | 8 | [7 empty] | = | 48
| D3 |  |  |  |  | 2 | x | 2.5 | x | 8 | [7 empty] | = | 40
| W1 |  |  |  |  | 1 | x | 6 | x | 4 | [7 empty] | = | 24
| W2 |  |  |  |  | 1 | x | 3 | x | 4 | [7 empty] | = | 12
| W3 |  |  |  |  | 4 | x | 2 | x | 4 | [7 empty] | = | 32
| V1 |  |  |  |  | 2 | x | 2 | x | 1.5 | [7 empty] | = | 6
[17 empty] | Total(B) |  | 246
| Net Qty (A-B) |  | 2275.75 |  |  |  | - |  | 246 | [6 empty] | Total Qty |  | = | 2029.75
| 2 No. Flats on Each Floor | [6 empty] | 2029.75 |  |  | x | 2 |  |  |  | G. Total |  | = | 4059.5
15 | Distempering in three coats.(S.I.No.54/24-a+b+c).
Ceiling
| Room 1 |  |  |  |  | 1 | x | 10 | x | 11 | [7 empty] | = | 110
| Room 2 |  |  |  |  | 1 | x | 12 | x | 10 | [7 empty] | = | 120
| Lounge |  |  |  |  | 1 | x | 13 | x | 7 | [7 empty] | = | 91
| Kitchen |  |  |  |  | 1 | x | 7.5 | x | 6 | [7 empty] | = | 45
| Tiolet |  |  |  |  | 1 | x | 4.75 | x | 4.5 | [7 empty] | = | 21.375
| Bathroom |  |  |  |  | 1 | x | 4.75 | x | 4.5 | [7 empty] | = | 21.375
|  | Gallery |  |  |  | 1 | x | 9 | x | 4 | [7 empty] | = | 36
Wall
| Room 1 |  |  | 1 | x | 2 | x( | 10 | + | 11 | )x | 10.5 | [5 empty] | = | 441
| Room 2 |  |  | 1 | x | 2 | x( | 12 | + | 10 | )x | 10.5 | [5 empty] | = | 462
| Lounge |  |  | 1 | x | 2 | x( | 13 | + | 7 | )x | 10.5 | [5 empty] | = | 420
| Kitchen |  |  | 1 | x | 2 | x( | 7.5 | + | 6 | )x | 10.5 | [5 empty] | = | 283.5
| Tiolet |  |  | 1 | x | 2 | x( | 4.75 | + | 4.5 | )x | 4 | [5 empty] | = | 74
| Bathroom |  |  | 1 | x | 2 | x( | 4.75 | + | 4.5 | )x | 4 | [5 empty] | = | 74
|  | Gallery |  |  |  | 1 | x | 9 | x | 4.5 | [8 empty] | 40.5
|  |  |  | 1 | x | 2 | x | 4 | x | 4.5 | [8 empty] | 36
[17 empty] | Total (A) |  | 2275.75
Deduction
| D1 |  |  |  |  | 3 | x | 3.5 | x | 8 | [7 empty] | = | 84
| D2 |  |  |  |  | 2 | x | 3 | x | 8 | [7 empty] | = | 48
| D3 |  |  |  |  | 2 | x | 2.5 | x | 8 | [7 empty] | = | 40
| W1 |  |  |  |  | 1 | x | 6 | x | 4 | [7 empty] | = | 24
| W2 |  |  |  |  | 1 | x | 3 | x | 4 | [7 empty] | = | 12
| W3 |  |  |  |  | 4 | x | 2 | x | 4 | [7 empty] | = | 32
| V1 |  |  |  |  | 2 | x | 2 | x | 1.5 | [7 empty] | = | 6
[17 empty] | Total(B) |  | 246
| Net Qty (A-B) |  | 2275.75 |  |  |  | - |  | 246 | [6 empty] | Total Qty |  | = | 2029.75
| 2 No. Flats on Each Floor | [6 empty] | 2029.75 |  |  | x | 2 |  |  |  | G. Total |  | = | 4059.5
16 | Painting new surface preparing surface painting doors and window any type (three coats) (S.I.No.70/5-c-ii).
| D1 |  |  | 3 | x | 2 | x | 3.25 | x | 6.75 | [7 empty] | = | 131.625
| V |  |  | 3 | x | 2 | x | 3.25 | x | 0.92 | [7 empty] | = | 17.94
| D2 |  |  | 2 | x | 2 | x | 2.75 | x | 6.75 | [7 empty] | = | 74.25
| V |  |  | 2 | x | 2 | x | 2.75 | x | 0.92 | [7 empty] | = | 10.12
| D3 |  |  | 2 | x | 2 | x | 2.25 | x | 6.75 | [7 empty] | = | 60.75
| V |  |  | 2 | x | 2 | x | 2.25 | x | 0.92 | [7 empty] | = | 8.28
[16 empty] | Total |  |  | 302.965
| 2 No. Flats on Each Floor | [6 empty] | 302.965 |  |  | x | 2 |  |  |  | G. Total |  | = | 605.93
SECOND FLOOR
1 | Fabrication of M.S reinforcement for cement concrete including cutting, bending, laying in position making joints and fastening including cost of binding wire (also includes removal of rust from bars (a) using of tor hars. (S.i.No.16/18-b)
Super Structure Coloumns
| C1 M/Bar 3/4Ǿ |  |  | 1 | x | 4 | x | 18 | x | 14 | x | 1.502 | [5 empty] | = | 1514.016
| M/Bar 5/8Ǿ |  |  | 1 | x | 8 | x | 18 | x | 14 | x | 1.042 | [5 empty] | = | 2100.672
| Ring 3/8Ǿ |  |  | 1 | x | 18 | x | (25+25) | x | 4.5 | x | 0.376 | [5 empty] | = | 1522.8
| Ring 3/8Ǿ |  |  | 1 | x | 18 | x | 25 | x | 2.83 | x | 0.376 | [5 empty] | = | 478.836
Horizontal Beam (SLAB)
Grid (A1-B1)(J1-K1) (FB1)
| Bottom Bar 5/8Ǿ |  |  |  |  | 2 | x | 2 | x | 7.83 | x | 1.042 | [5 empty] | = | 32.6354
| Top Bar 5/8Ǿ |  |  |  |  | 2 | x | 2 | x | 7.83 | x | 1.042 | [5 empty] | = | 32.6354
| Ring 3/8Ǿ |  |  |  |  | 2 | x | 13 | x | 6.83 | x | 0.376 | [5 empty] | = | 66.7701
Grid (B2+ - D2+)(G2+-J2+) (FB2)
| Bottom Bar 5/8Ǿ |  |  |  |  | 2 | x | 4 | x | 16.42 | x | 1.042 | [5 empty] | = | 136.8771
| Top Bar 5/8Ǿ |  |  |  |  | 2 | x | 2 | x | 16.42 | x | 1.042 | [5 empty] | = | 68.4386
| Ring 3/8Ǿ |  |  |  |  | 2 | x | 35 | x | 6.83 | x | 0.376 | [5 empty] | = | 179.7656
Grid (D1-G1) (FB2)
| Bottom Bar 5/8Ǿ |  |  |  |  | 1 | x | 4 | x | 18.58 | x | 1.042 | [5 empty] | = | 77.4414
| Top Bar 5/8Ǿ |  |  |  |  | 1 | x | 2 | x | 18.58 | x | 1.042 | [5 empty] | = | 38.7207
| Ring 3/8Ǿ |  |  |  |  | 1 | x | 39 | x | 6.83 | x | 0.376 | [5 empty] | = | 100.1551
Grid (D2+ -G2+) (FB2)
| Bottom Bar 5/8Ǿ |  |  |  |  | 1 | x | 5 | x | 18.58 | x | 1.042 | [5 empty] | = | 96.8018
| Top Bar 5/8Ǿ |  |  |  |  | 1 | x | 3 | x | 18.58 | x | 1.042 | [5 empty] | = | 58.0811
| Ring 3/8Ǿ |  |  |  |  | 1 | x | 39 | x | 6.83 | x | 0.376 | [5 empty] | = | 100.1551
Grid (A3-C3)(H3-K3) (FB2)
| Bottom Bar 5/8Ǿ |  |  |  |  | 2 | x | 4 | x | 14.34 | x | 1.042 | [5 empty] | = | 119.5382
| Top Bar 5/8Ǿ |  |  |  |  | 2 | x | 2 | x | 14.34 | x | 1.042 | [5 empty] | = | 59.7691
| Ring 3/8Ǿ |  |  |  |  | 2 | x | 27 | x | 6.83 | x | 0.376 | [5 empty] | = | 138.6763
Grid (C3-E3)(F3-H3) (FB3)
| Bottom Bar 5/8Ǿ |  |  |  |  | 2 | x | 5 | x | 17.42 | x | 1.042 | [5 empty] | = | 181.5164
| Top Bar 5/8Ǿ |  |  |  |  | 2 | x | 3 | x | 17.42 | x | 1.042 | [5 empty] | = | 108.9098
| Ring 3/8Ǿ |  |  |  |  | 2 | x | 31 | x | 6.83 | x | 0.376 | [5 empty] | = | 159.221
Grid (E3-F3) (FB5)
| Bottom Bar 5/8Ǿ |  |  |  |  | 1 | x | 6 | x | 13.5 | x | 1.042 | [5 empty] | = | 84.402
| Top Bar 5/8Ǿ |  |  |  |  | 1 | x | 3 | x | 13.5 | x | 1.042 | [5 empty] | = | 42.201
| Ring 3/8Ǿ |  |  |  |  | 1 | x | 19 | x | 6.83 | x | 0.376 | [5 empty] | = | 48.7935
Grid (A5-C5)(H5-K5) (FB2)
| Bottom Bar 5/8Ǿ |  |  |  |  | 2 | x | 4 | x | 13.17 | x | 1.042 | [5 empty] | = | 109.7851
| Top Bar 5/8Ǿ |  |  |  |  | 2 | x | 2 | x | 13.17 | x | 1.042 | [5 empty] | = | 54.8926
| Ring 3/8Ǿ |  |  |  |  | 2 | x | 27 | x | 6.83 | x | 0.376 | [5 empty] | = | 138.6763
Grid (C4-E4)(F4-H4) (FB3)
| Bottom Bar 5/8Ǿ |  |  |  |  | 2 | x | 5 | x | 15.17 | x | 1.042 | [5 empty] | = | 158.0714
| Top Bar 5/8Ǿ |  |  |  |  | 2 | x | 3 | x | 15.17 | x | 1.042 | [5 empty] | = | 94.8428
| Ring 3/8Ǿ |  |  |  |  | 2 | x | 32 | x | 6.83 | x | 0.376 | [5 empty] | = | 164.3571
Grid (E5-F5) (FB1)
| Bottom Bar 5/8Ǿ |  |  |  |  | 1 | x | 2 | x | 10.67 | x | 1.042 | [5 empty] | = | 22.2363
| Top Bar 5/8Ǿ |  |  |  |  | 1 | x | 2 | x | 10.67 | x | 1.042 | [5 empty] | = | 22.2363
| Ring 3/8Ǿ |  |  |  |  | 1 | x | 20 | x | 6.83 | x | 0.376 | [5 empty] | = | 51.3616
Vertical Beam
Grid (A-K) (1-3) (FB2)
| Bottom Bar 5/8Ǿ |  |  |  |  | 2 | x | 4 | x | 13.83 | x | 1.042 | [5 empty] | = | 115.2869
| Top Bar 5/8Ǿ |  |  |  |  | 2 | x | 2 | x | 13.83 | x | 1.042 | [5 empty] | = | 57.6434
| Ring 3/8Ǿ |  |  |  |  | 2 | x | 23 | x | 6.83 | x | 0.376 | [5 empty] | = | 118.1317
Grid (A-K) (3-5) (FB3)
| Bottom Bar 5/8Ǿ |  |  |  |  | 2 | x | 5 | x | 15.58 | x | 1.042 | [5 empty] | = | 162.3436
| Top Bar 5/8Ǿ |  |  |  |  | 2 | x | 3 | x | 15.58 | x | 1.042 | [5 empty] | = | 97.4062
| Ring 3/8Ǿ |  |  |  |  | 2 | x | 24 | x | 6.83 | x | 0.376 | [5 empty] | = | 123.2678
Grid (B-J)(1-3) (FB2)
| Bottom Bar 5/8Ǿ |  |  |  |  | 2 | x | 4 | x | 12.75 | x | 1.042 | [5 empty] | = | 106.284
| Top Bar 5/8Ǿ |  |  |  |  | 2 | x | 2 | x | 12.75 | x | 1.042 | [5 empty] | = | 53.142
| Ring 3/8Ǿ |  |  |  |  | 2 | x | 23 | x | 6.83 | x | 0.376 | [5 empty] | = | 118.1317
Grid (D-G)(1-3) (FB4)
| Bottom Bar 5/8Ǿ |  |  |  |  | 2 | x | 6 | x | 12.75 | x | 1.042 | [5 empty] | = | 159.426
| Top Bar 5/8Ǿ |  |  |  |  | 2 | x | 3 | x | 12.75 | x | 1.042 | [5 empty] | = | 79.713
| Ring 3/8Ǿ |  |  |  |  | 2 | x | 23 | x | 6.83 | x | 0.376 | [5 empty] | = | 118.1317
Grid (E+1) (FB1)
| Bottom Bar 5/8Ǿ |  |  |  |  | 1 | x | 2 | x | 8.58 | x | 1.042 | [5 empty] | = | 17.8807
| Top Bar 5/8Ǿ |  |  |  |  | 1 | x | 2 | x | 8.58 | x | 1.042 | [5 empty] | = | 17.8807
| Ring 3/8Ǿ |  |  |  |  | 1 | x | 16 | x | 6.83 | x | 0.376 | [5 empty] | = | 41.0893
Grid (C-E-F-A) (3-5) (FB4)
| Bottom Bar 5/8Ǿ |  |  |  |  | 4 | x | 6 | x | 14.58 | x | 1.042 | [5 empty] | = | 364.6166
| Top Bar 5/8Ǿ |  |  |  |  | 4 | x | 3 | x | 14.58 | x | 1.042 | [5 empty] | = | 182.3083
| Ring 3/8Ǿ |  |  |  |  | 4 | x | 24 | x | 6.83 | x | 0.376 | [5 empty] | = | 246.5357
SLAB: -
Grid (A-B) (J-K) (1-3)(S3)
| M/Bar | 1/2Ǿ |  |  |  | 2 | x | 22 | x | 10.41 | x | 0.667 | [5 empty] | = | 305.5127
| D/Bar | 1/2Ǿ |  |  |  | 2 | x | 13 | x | 16.17 | x | 0.667 | [5 empty] | = | 280.4201
Top D/Bar |  | 1/2Ǿ |  |  |  | 2 | x | 4 | x | 10.5 | x | 0.667 | [5 empty] | = | 56.028
Top D/Bar |  | 1/2Ǿ |  |  |  | 2 | x | 8 | x | 5.75 | x | 0.667 | [5 empty] | = | 61.364
Chair |  | 1/2Ǿ |  |  |  | 2 | x | 20 | x | 3.5 | x | 0.667 | [5 empty] | = | 93.38
Grid (B-D) (G-J) (2+ - 3)(S2)
| M/Bar | 1/2Ǿ |  |  |  | 2 | x | 30 | x | 12.83 | x | 0.667 | [5 empty] | = | 513.4566
| D/Bar | 1/2Ǿ |  |  |  | 2 | x | 16 | x | 20.83 | x | 0.667 | [5 empty] | = | 444.5955
Top D/Bar |  | 1/2Ǿ |  |  |  | 2 | x | 6 | x | 14 | x | 0.667 | [5 empty] | = | 112.056
Top D/Bar |  | 1/2Ǿ |  |  |  | 2 | x | 10 | x | 8 | x | 0.667 | [5 empty] | = | 106.72
Top Ex/Bar |  | 1/2Ǿ |  |  |  | 2 | x | 30 | x | 6.25 | x | 0.667 | [5 empty] | = | 250.125
Top D/Bar |  | 1/2Ǿ |  |  |  | 2 | x | 13 | x | 14 | x | 0.667 | [5 empty] | = | 242.788
Top Ex/Bar |  | 1/2Ǿ |  |  |  | 2 | x | 16 | x | 8.5 | x | 0.667 | [5 empty] | = | 181.424
Top D/Bar |  | 1/2Ǿ |  |  |  | 2 | x | 17 | x | 8.12 | x | 0.667 | [5 empty] | = | 184.1454
Chair |  | 1/2Ǿ |  |  |  | 2 | x | 45 | x | 3.5 | x | 0.667 | [5 empty] | = | 210.105
Grid (D-G) (1-3)(S3)
| M/Bar | 1/2Ǿ |  |  |  | 2 | x | 17 | x | 9.5 | x | 0.667 | [5 empty] | = | 215.441
| D/Bar | 1/2Ǿ |  |  |  | 2 | x | 13 | x | 10.92 | x | 0.667 | [5 empty] | = | 189.3746
Top D/Bar |  | 1/2Ǿ |  |  |  | 1 | x | 4 | x | 15.83 | x | 0.667 | [5 empty] | = | 42.2344
Top Ex/Bar |  | 1/2Ǿ |  |  |  | 1 | x | 33 | x | 3.75 | x | 0.667 | [5 empty] | = | 82.5413
Top D/Bar |  | 1/2Ǿ |  |  |  | 1 | x | 7 | x | 15.83 | x | 0.667 | [5 empty] | = | 73.9103
| M/Bar | 1/2Ǿ |  |  |  | 2 | x | 41 | x | 7.17 | x | 0.667 | [5 empty] | = | 392.156
| D/Bar | 1/2Ǿ |  |  |  | 2 | x | 10 | x | 18.83 | x | 0.667 | [5 empty] | = | 251.1922
Chair |  | 1/2Ǿ |  |  |  | 2 | x | 35 | x | 3.5 | x | 0.667 | [5 empty] | = | 163.415
Grid (A-C) (H-K) (3-9)(S1)
| M/Bar | 1/2Ǿ |  |  |  | 2 | x | 26 | x | 15.83 | x | 0.667 | [5 empty] | = | 549.0477
| D/Bar | 1/2Ǿ |  |  |  | 2 | x | 23 | x | 17.17 | x | 0.667 | [5 empty] | = | 526.8099
Top D/Bar |  | 1/2Ǿ |  |  |  | 2 | x | 8 | x | 10.5 | x | 0.667 | [5 empty] | = | 112.056
Top D/Bar |  | 1/2Ǿ |  |  |  | 2 | x | 7 | x | 11.83 | x | 0.667 | [5 empty] | = | 110.4685
Top Ex/Bar |  | 1/2Ǿ |  |  |  | 2 | x | 26 | x | 7.5 | x | 0.667 | [5 empty] | = | 260.13
Top D/Bar |  | 1/2Ǿ |  |  |  | 2 | x | 15 | x | 11.83 | x | 0.667 | [5 empty] | = | 236.7183
Top Ex/Bar |  | 1/2Ǿ |  |  |  | 2 | x | 23 | x | 7.25 | x | 0.667 | [5 empty] | = | 222.4445
Top D/Bar |  | 1/2Ǿ |  |  |  | 2 | x | 15 | x | 10.5 | x | 0.667 | [5 empty] | = | 210.105
Chair |  | 1/2Ǿ |  |  |  | 2 | x | 45 | x | 3.5 | x | 0.667 | [5 empty] | = | 210.105
Grid (C-E) (F-H) (3-5)
| M/Bar | 1/2Ǿ |  |  |  | 2 | x | 28 | x | 15.83 | x | 0.667 | [5 empty] | = | 591.2822
| D/Bar | 1/2Ǿ |  |  |  | 2 | x | 26 | x | 18 | x | 0.667 | [5 empty] | = | 624.312
Top D/Bar |  | 1/2Ǿ |  |  |  | 2 | x | 9 | x | 10.5 | x | 0.667 | [5 empty] | = | 126.063
Top D/Bar |  | 1/2Ǿ |  |  |  | 2 | x | 7 | x | 12.42 | x | 0.667 | [5 empty] | = | 115.978
Top Ex/Bar |  | 1/2Ǿ |  |  |  | 2 | x | 28 | x | 8.25 | x | 0.667 | [5 empty] | = | 308.154
Top D/Bar |  | 1/2Ǿ |  |  |  | 2 | x | 17 | x | 12.42 | x | 0.667 | [5 empty] | = | 281.6608
Top Ex/Bar |  | 1/2Ǿ |  |  |  | 2 | x | 26 | x | 7.25 | x | 0.667 | [5 empty] | = | 251.459
Top D/Bar |  | 1/2Ǿ |  |  |  | 2 | x | 15 | x | 12.42 | x | 0.667 | [5 empty] | = | 248.5242
Chair |  | 1/2Ǿ |  |  |  | 2 | x | 55 | x | 3.5 | x | 0.667 | [5 empty] | = | 256.795
Stair Case
1st Flight M/Bar |  | 5/8Ǿ |  |  |  | 1 | x | 12 | x | 16.25 | x | 1.042 | [5 empty] | = | 203.19
D/Bar |  | 3/8Ǿ |  |  |  | 1 | x | 27 | x | 5.5 | x | 0.376 | [5 empty] | = | 55.836
D/Bar |  | 3/8Ǿ |  |  |  | 1 | x | 8 | x | 5.5 | x | 0.376 | [5 empty] | = | 16.544
M/Bar |  | 5/8Ǿ |  |  |  | 1 | x | 12 | x | 5.75 | x | 1.042 | [5 empty] | = | 71.898
D/Bar |  | 3/8Ǿ |  |  |  | 1 | x | 10 | x | 5.5 | x | 0.376 | [5 empty] | = | 20.68
Landing M/Bar |  | 5/8Ǿ |  |  |  | 2 | x | 22 | x | 8.5 | x | 1.042 | [5 empty] | = | 389.708
D/Bar |  | 3/8Ǿ |  |  |  | 2 | x | 13 | x | 10.83 | x | 0.376 | [5 empty] | = | 105.8741
2nd Flight M/Bar |  | 5/8Ǿ |  |  |  | 1 | x | 12 | x | 5.75 | x | 1.042 | [5 empty] | = | 71.898
D/Bar |  | 3/8Ǿ |  |  |  | 1 | x | 10 | x | 5.5 | x | 0.376 | [5 empty] | = | 20.68
M/Bar |  | 5/8Ǿ |  |  |  | 1 | x | 12 | x | 16.25 | x | 1.042 | [5 empty] | = | 203.19
D/Bar |  | 3/8Ǿ |  |  |  | 1 | x | 27 | x | 5.5 | x | 0.376 | [5 empty] | = | 55.836
Chair |  | 1/2Ǿ |  |  |  | 2 | x | 50 | x | 3.5 | x | 0.667 | [5 empty] | = | 233.45
Landing Beam
Top/Bottom/Bar |  | 5/8Ǿ |  | 1 | x( | 2 | + | 2 | )x | 12.33 | x | 1.042 | [5 empty] | = | 51.3914
Ring |  | 3/8Ǿ |  |  |  | 1 | x | 23 | x | 4.83 | x | 0.376 | [5 empty] | = | 41.7698
Stair Tower
| C-1 M/Bar | 3/4Ǿ |  |  |  | 4 | x | 4 | x | 12.5 | x | 1.502 | [5 empty] | = | 300.4
| M/Bar | 5/8Ǿ |  |  |  | 4 | x | 8 | x | 12.5 | x | 1.042 | [5 empty] | = | 416.8
| Ring | 3/8Ǿ |  | 4 | x( | 25 | + | 25 | )x | 4.5 | x | 0.376 | [5 empty] | = | 338.4
| Ring | 3/8Ǿ |  |  |  | 4 | x | 12 | x | 2.83 | x | 0.376 | [5 empty] | = | 51.0758
Over Head Tank-1 Short Column
| 5/8 Ø |  |  |  |  | 4 | x | 6 | x | 2.5 | x | 1.042 | [5 empty] | = | 62.52
| Rings 3/8 Ø |  |  |  |  | 4 | x | 8 | x | 4.33 | x | 0.376 | [5 empty] | = | 52.0986
| Long Column 5/8 Ø |  |  |  |  | 4 | x | 6 | x | 6 | x | 1.042 | [5 empty] | = | 150.048
| Rings 3/8 Ø |  |  |  |  | 4 | x | 18 | x | 4.33 | x | 0.376 | [5 empty] | = | 117.2218
Bottom Slab
| M/Bar 1/2 Ø |  |  |  |  | 1 | x | 23 | x | 15 | x | 0.667 | [5 empty] | = | 230.115
| D/Bar 1/2 Ø |  |  |  |  | 1 | x | 15 | x | 16.5 | x | 0.667 | [5 empty] | = | 165.0825
| M/Bar 1/2 Ø |  |  |  |  | 1 | x | 23 | x | 14 | x | 0.667 | [5 empty] | = | 214.774
| D/Bar 1/2 Ø |  |  |  |  | 1 | x | 15 | x | 15.5 | x | 0.667 | [5 empty] | = | 155.0775
| Chairs 1/2 Ø |  |  |  |  | 1 | x | 8 | x | 3.5 | x | 0.667 | [5 empty] | = | 18.676
Tank Walls
| M/Bar 1/2 Ø |  |  |  |  | 2 | x | 23 | x | 6 | x | 0.667 | [5 empty] | = | 184.092
| D/Bar 1/2 Ø |  |  |  |  | 2 | x | 15 | x | 6 | x | 0.667 | [5 empty] | = | 120.06
| M/Bar 1/2 Ø |  |  |  |  | 2 | x | 23 | x | 6 | x | 0.667 | [5 empty] | = | 184.092
| D/Bar 1/2 Ø |  |  |  |  | 2 | x | 15 | x | 6 | x | 0.667 | [5 empty] | = | 120.06
| U/Supp/Bar 1/2 Ø |  |  |  |  | 1 | x | 15 | x | 2.5 | x | 0.667 | [5 empty] | = | 25.0125
Tank Slab
| M/Bar 1/2 Ø |  |  |  |  | 1 | x | 23 | x | 10.75 | x | 0.667 | [5 empty] | = | 164.9158
| D/Bar 1/2 Ø |  |  |  |  | 1 | x | 15 | x | 12.25 | x | 0.667 | [5 empty] | = | 122.5613
Projection (Chajja)
| W1 M/Bar | 1/2Ǿ |  |  |  | 2 | x | 13 | x | 4.5 | x | 0.667 | [5 empty] | = | 78.039
| D/Bar | 1/2Ǿ |  |  |  | 2 | x | 5 | x | 4.5 | x | 0.667 | [5 empty] | = | 30.015
| W2 M/Bar | 1/2Ǿ |  |  |  | 2 | x | 9 | x | 4.5 | x | 0.667 | [5 empty] | = | 54.027
| D/Bar | 1/2Ǿ |  |  |  | 2 | x | 5 | x | 5 | x | 0.667 | [5 empty] | = | 33.35
| W3 M/Bar | 1/2Ǿ |  |  |  | 4 | x | 9 | x | 4.5 | x | 0.667 | [5 empty] | = | 108.054
| D/Bar | 1/2Ǿ |  |  |  | 4 | x | 5 | x | 5 | x | 0.667 | [5 empty] | = | 66.7
| V1 M/Bar | 1/2Ǿ |  |  |  | 4 | x | 9 | x | 4.5 | x | 0.667 | [5 empty] | = | 108.054
| D/Bar | 1/2Ǿ |  |  |  | 4 | x | 5 | x | 3.5 | x | 0.667 | [5 empty] | = | 46.69
[16 empty] | Total |  |  | 25497.9629
| Convert in Cwt | [5 empty] | 25497.9629 |  |  | ÷ |  | 112 |  | Total Cwt |  |  |  | = | 227.6604
2 | Extra Labour for lifting of steel above first floor for every additional floor (S.I. 29/P-19)
| Quantity Same As above Item | [14 empty] | Total Cwt |  | = | 227.6604
3 | R.C.C work including all labour and materials except the cost of steel reinforcement and its labour for bending and binding which will be paid separately. This Rate also include all kinds of forms: lifting shuttering curing rendering and finishing the exposed surface (i/c screening & washing of shingle). R.C. work in roof, slab, beams cols, rafts, lintels and other structural all respect ratio 1:2:4 (90-lbs) cement 2-cft sand 4-cft shingle 1/8" to 1/4" gauge (S.I.No.15/6-a-i)
Super Structure Coloumns
C1 | [5 empty] | 18 | x | 2 | x | 0.67 | x | 8.75 | [5 empty] | = | 211.05
Slab
Horizontal Beam
Grid (A2 - B2)(J2 - K2) | [5 empty] | 2 | x | 5.58 | x | 0.67 | x | 2.5 | [5 empty] | = | 18.693
Grid (D1-G1) | [5 empty] | 1 | x | 16.33 | x | 0.67 | x | 2.5 | [5 empty] | = | 27.3527
Grid (D2+ - G2+) | [5 empty] | 1 | x | 15 | x | 0.67 | x | 2.5 | [5 empty] | = | 25.125
Grid (A3-K3) | [5 empty] | 1 | x | 53.97 | x | 0.67 | x | 2.5 | [5 empty] | = | 90.3997
Grid (A5 - C5)(H5-K5) | [5 empty] | 2 | x | 10.92 | x | 0.67 | x | 2.5 | [5 empty] | = | 36.582
Grid (C40E4)(F4-H4) | [5 empty] | 2 | x | 13.08 | x | 0.67 | x | 2.5 | [5 empty] | = | 43.818
Grid (E5-F5) | [5 empty] | 1 | x | 8.5 | x | 0.67 | x | 2.5 | [5 empty] | = | 14.2375
Vertical Beam
Grid (A1-A5)(K1-K5) | [5 empty] | 2 | x | 22.33 | x | 0.67 | x | 2.5 | [5 empty] | = | 74.8055
Grid (B-J)(2-3) | [5 empty] | 1 | x | 10 | x | 0.67 | x | 2.5 | [5 empty] | = | 16.75
Grid (D-G)(1-3) | [5 empty] | 1 | x | 10.75 | x | 0.67 | x | 2.5 | [5 empty] | = | 18.0063
Grid (E+1) | [5 empty] | 1 | x | 5.83 | x | 0.67 | x | 2.5 | [5 empty] | = | 9.7653
Grid (C-E-F-H)(3-5) | [5 empty] | 2 | x | 12.33 | x | 0.67 | x | 2.5 | [5 empty] | = | 41.3055
Slab
Grid (A- K)(1-5) | [5 empty] | 1 | x | 53.83 | x | 22.83 | x | 0.5 | [5 empty] | = | 614.4694
Stair Case
| 1st Flight |  |  |  |  | 1 | x | 12 | x | 4 | x | 0.5 | [5 empty] | = | 24
| Steps |  |  | 11 | x | 1/2- | x | 4 | x | 1 | x | 0.5 | [5 empty] | = | 11
| Landing |  |  |  |  | 2 | x | 10.33 | x | 4 | x | 0.5 | [5 empty] | = | 41.32
| 2nd Flight |  |  |  |  | 4 | x | 12 | x | 4 | x | 0.5 | [5 empty] | = | 96
| Steps |  |  | 11 | x | 1/.2 | x | 4 | x | 1 | x | 0.5 | [5 empty] | = | 11
Stair Tower
| C1 |  |  |  |  | 4 | x | 2 | x | 0.83 | x | 7 | [5 empty] | = | 46.48
Beam
| Long Way |  |  |  |  | 2 | x | 12 | x | 0.67 | x | 2.5 | [5 empty] | = | 40.2
| Short Way |  |  |  |  | 2 | x | 9 | x | 0.67 | x | 2.5 | [5 empty] | = | 30.15
Slab
| Slab |  |  |  |  | 2 | x | 16 | x | 13 | x | 0.5 | [5 empty] | = | 208
Projection (Chajja)
W1 | [5 empty] | 2 | x | 5 | x | 2 | x | 0.5 | [5 empty] | = | 10
W2 | [5 empty] | 2 | x | 3 | x | 2 | x | 0.5 | [5 empty] | = | 6
W3 | [5 empty] | 4 | x | 3 | x | 2 | x | 0.5 | [5 empty] | = | 12
V1 | [5 empty] | 4 | x | 3 | x | 2 | x | 0.5 | [5 empty] | = | 12
Over Head Tank-1
| Bottom Slab |  |  |  |  | 1 | x | 11.5 | x | 10 | x | 0.67 | [5 empty] | = | 77.05
| Wall |  |  |  |  | 2 | x | 11.5 | x | 4 | x | 0.5 | [5 empty] | = | 46
[6 empty] | 2 | x | 9 | x | 4 | x | 0.5 | [5 empty] | = | 36
| Top Slab |  |  |  |  | 1 | x | 12.5 | x | 11 | x | 0.5 | [5 empty] | = | 68.75
[16 empty] | Total |  |  | 2018.31
a | R.C.C 1 : 2 : 4 | [14 empty] | Total |  |  | 1807.26
b | R.C.C 1 : 1½ : 3 | [14 empty] | Total |  |  | 211.05
4 | Add extra labour for RCC in 2nd and subsequent story. (S.I.No.16/6-d)
| Quantity Same as Above Item No. 3a +3b | [14 empty] | Total |  |  | 2018.31
5 | Providing and laying 1:3:6 cement concrete solid block masonry set in 1:6 cement mortar in ground floor superstructure in/c: raking out joints and curing etc complete. (S.I.No.18/23).
| Room 1 |  |  | 1 | x | 2 | x | 12 |  | 0.5 | x | 8.75 | [5 empty] | = | 105
| """ |  |  | 1 | x | 2 | x | 10 |  | 0.5 | x | 8.75 | [5 empty] | = | 87.5
| Room 2 |  |  | 1 | x | 2 | x | 11 |  | 0.5 | x | 8.75 | [5 empty] | = | 96.25
| """ |  |  | 1 | x | 1 | x | 10 |  | 0.5 | x | 8.75 | [5 empty] | = | 43.75
| Lounge |  |  | 1 | x | 2 | x | 13 |  | 0.5 | x | 8.75 | [5 empty] | = | 113.75
|  | "" |  | 1 | x | 2 | x | 7 |  | 0.5 | x | 8.75 | [5 empty] | = | 61.25
| Kitchen |  |  | 1 | x | 2 | x | 7.5 |  | 0.5 | x | 8.75 | [5 empty] | = | 65.625
| """ |  |  | 1 | x | 2 | x | 6 |  | 0.5 | x | 8.75 | [5 empty] | = | 52.5
| Toilet WC |  |  | 1 | x | 2 | x | 4.75 |  | 0.5 | x | 8.75 | [5 empty] | = | 41.5625
| """" |  |  | 1 | x | 2 | x | 4.5 |  | 0.5 | x | 8.75 | [5 empty] | = | 39.375
| Bath Room |  |  | 1 | x | 2 | x | 4.5 |  | 0.5 | x | 8.75 | [5 empty] | = | 39.375
|  | Gallery |  |  |  | 1 | x | 9 | x | 0.5 | x | 4 | [6 empty] | 18
|  |  |  | 1 | x | 2 | x | 4 | x | 0.5 | x | 4 | [6 empty] | 16
[16 empty] | Total (i) |  |  | 779.9375
Deduction
| D1 |  |  |  |  | 3 | x | 3.5 | x | 0.5 | x | 8 | [5 empty] | = | 42
| D2 |  |  |  |  | 2 | x | 3 | x | 0.5 | x | 8 | [5 empty] | = | 24
| D3 |  |  |  |  | 2 | x | 2.5 | x | 0.5 | x | 8 | [5 empty] | = | 20
| W1 |  |  |  |  | 1 | x | 6 | x | 0.5 | x | 4 | [5 empty] | = | 12
| W2 |  |  |  |  | 1 | x | 3 | x | 0.5 | x | 4 | [5 empty] | = | 6
| W3 |  |  |  |  | 4 | x | 2 | x | 0.5 | x | 4 | [5 empty] | = | 16
| V1 |  |  |  |  | 2 | x | 2 | x | 0.5 | x | 1.5 | [5 empty] | = | 3
[17 empty] | Total (ii) |  | 123
| Net Qty (i-ii) |  | 779.9375 |  |  |  | - |  | 123 | [6 empty] | Total Qty |  | = | 656.9375
| 2 No. Flats on Each Floor | [6 empty] | 656.9375 |  |  | x | 2 |  |  |  | Total (A) |  | = | 1313.875
Stair Case
1st Step
| 1st /2nd waist | [6 empty] | 2 | x | 9 | x | 4 | [5 empty] | = | 72
| Landing | [6 empty] | 1 | x | 10.5 | x | 4 | [5 empty] | = | 42
| Wall Right Side |  |  |  |  | 1 | x | 15 | x( | 0.5 | + | 5.5 | ) |  |  |  |  | = | 45
2
| Wall Left Side |  |  |  |  | 1 | x | 15 | x( | 11 | + | 5.5 | ) |  |  |  |  | = | 123.75
2
| Wall Front Side | [6 empty] | 1 | x | 10 | x | 11 | [5 empty] | = | 110
2nd Step
| Wall Right Side | [6 empty] | 1 | x | 15 | x | 11 | [5 empty] | = | 165
| Wall Left Side |  |  |  |  | 1 | x | 15 | x( | 4 | + | 5.5 | ) |  |  |  |  | = | 71.25
2
| Wall Front Side | [6 empty] | 1 | x | 10 | x | 11 | [5 empty] | = | 110
| Landing | [6 empty] | 1 | x | 10.5 | x | 11 | [5 empty] | = | 115.5
3rd Step
| Wall Right Side | [6 empty] | 1 | x | 15 | x | 11 | [5 empty] | = | 165
| Wall Left Side |  |  |  |  | 1 | x | 15 | x( | 4 | + | 5.5 | ) |  |  |  |  | = | 71.25
2
| Wall Front Side | [6 empty] | 1 | x | 10 | x | 11 | [5 empty] | = | 110
| Landing | [6 empty] | 1 | x | 10.5 | x | 11 | [5 empty] | = | 115.5
Parapet Wall
| Grid (A2-A5)(K2-K5) |  |  |  |  | 1 | x | 22.33 | x | 3.5 | [7 empty] | = | 78.155
| Grid (A2-B2)(J2-K2) |  |  |  |  | 1 | x | 5.58 | x | 3.5 | [7 empty] | = | 19.53
| Grid (B2-B2+)(J2-J2+) |  |  |  |  | 1 | x | 2.5 | x | 3.5 | [7 empty] | = | 8.75
| Grid (B2-D2+)(G2-J2+) |  |  |  |  | 1 | x | 13.16 | x | 3.5 | [7 empty] | = | 46.06
| Grid (D2-D2+)(G2-G2+) |  |  |  |  | 1 | x | 3 | x | 3.5 | [7 empty] | = | 10.5
| Grid (D1-G1) |  |  |  |  | 1 | x | 16.33 | x | 3.5 | [7 empty] | = | 57.155
| Grid (A5-C5)(H5-K5) |  |  |  |  | 1 | x | 10.91 | x | 3.5 | [7 empty] | = | 38.185
| Grid (C4-C5)(H4-H5) |  |  |  |  | 1 | x | 1.33 | x | 3.5 | [7 empty] | = | 4.655
| Grid (C4-E4)(F4-H4) |  |  |  |  | 1 | x | 11.91 | x | 3.5 | [7 empty] | = | 41.685
| Grid (E4-E5)(F4-F5) |  |  |  |  | 1 | x | 1.33 | x | 3.5 | [7 empty] | = | 4.655
Landing Area & Tower Wall
[6 empty] | 1 | x | 1 | x | 7.17 | x | 4.5 | [5 empty] | = | 32.265
[6 empty] | 1 | x | 2 | x | 4 | x | 4.5 | [5 empty] | = | 36
[6 empty] | 1 | x | 2 | x | 7.17 | x | 7 | [5 empty] | = | 100.38
[6 empty] | 1 | x | 2 | x | 8.25 | x | 7 | [5 empty] | = | 115.5
[16 empty] | Total |  |  | 1909.725
| Net Qty (A+B) |  | 1313.875 |  |  |  | + |  | 1909.725 | [6 empty] | Total Qty |  | = | 3223.6
6 | Add extra labour for block masonary in first floor. (S.I.No.23/19-a)
| Quantity Same as Above Item | [14 empty] | G. Total |  | = | 3223.6
7 | P/F G.I. frames / chowkhats of size 7"x2" or 4-1/2" x 3" for door using 20 gauge G.I. sheet in/c: welded hinges and fixing at site with necessary holdfast, filling with cement sand slurry of ratio 1:6 and repairing the jambs. The cost also in/c: all carriage tools and plants used in making and fixing (S.I.No.93/29)
| D1 |  |  | 1 | x | 3 | x( | 8 | + | 3.25 | + | 3.25 | + | 3.25 | + | 8 | ) | = | 77.25
| D2 |  |  | 1 | x | 3 | x( | 8 | + | 2.75 | + | 2.75 | + | 2.75 | + | 8 | ) | = | 72.75
| D3 |  |  | 1 | x | 4 | x( | 8 | + | 2.25 | + | 2.25 | + | 2.25 | + | 8 | ) | = | 91
[16 empty] | Total Rft |  |  | 241
| 2 No. Flats on Each Floor | [6 empty] | 241 |  |  | x | 2 |  |  |  | G. Total |  | = | 482
8 | Cement Plaster (1:4) upto 12' height 3/4" thick. (S.I.No.51/11-c)
Ceiling
| Room 1 |  |  |  |  | 1 | x | 10 | x | 11 | [7 empty] | = | 110
| Room 2 |  |  |  |  | 1 | x | 12 | x | 10 | [7 empty] | = | 120
| Lounge |  |  |  |  | 1 | x | 13 | x | 7 | [7 empty] | = | 91
| Kitchen |  |  |  |  | 1 | x | 7.5 | x | 6 | [7 empty] | = | 45
| Tiolet |  |  |  |  | 1 | x | 4.75 | x | 4.5 | [7 empty] | = | 21.375
| Bathroom |  |  |  |  | 1 | x | 4.75 | x | 4.5 | [7 empty] | = | 21.375
|  | Gallery |  |  |  | 1 | x | 9 | x | 4 | [7 empty] | = | 36
Wall
| Room 1 |  |  | 1 | x | 2 | x( | 10 | + | 11 | )x | 10.5 | [5 empty] | = | 441
| Room 2 |  |  | 1 | x | 2 | x( | 12 | + | 10 | )x | 10.5 | [5 empty] | = | 462
| Lounge |  |  | 1 | x | 2 | x( | 13 | + | 7 | )x | 10.5 | [5 empty] | = | 420
| Kitchen |  |  | 1 | x | 2 | x( | 7.5 | + | 6 | )x | 10.5 | [5 empty] | = | 283.5
| Tiolet |  |  | 1 | x | 2 | x( | 4.75 | + | 4.5 | )x | 4 | [5 empty] | = | 74
| Bathroom |  |  | 1 | x | 2 | x( | 4.75 | + | 4.5 | )x | 4 | [5 empty] | = | 74
|  | Gallery |  |  |  | 1 | x | 9 | x | 4.5 | [8 empty] | 40.5
|  |  |  | 1 | x | 2 | x | 4 | x | 4.5 | [8 empty] | 36
[17 empty] | Total (A) |  | 2275.75
Deduction
| D1 |  |  |  |  | 3 | x | 3.5 | x | 8 | [7 empty] | = | 84
| D2 |  |  |  |  | 2 | x | 3 | x | 8 | [7 empty] | = | 48
| D3 |  |  |  |  | 2 | x | 2.5 | x | 8 | [7 empty] | = | 40
| W1 |  |  |  |  | 1 | x | 6 | x | 4 | [7 empty] | = | 24
| W2 |  |  |  |  | 1 | x | 3 | x | 4 | [7 empty] | = | 12
| W3 |  |  |  |  | 4 | x | 2 | x | 4 | [7 empty] | = | 32
| V1 |  |  |  |  | 2 | x | 2 | x | 1.5 | [7 empty] | = | 6
[17 empty] | Total(B) |  | 246
| Net Qty (A-B) |  | 2275.75 |  |  |  | - |  | 246 | [6 empty] | Total Qty |  | = | 2029.75
| 2 No. Flats on Each Floor | [6 empty] | 2029.75 |  |  | x | 2 |  |  |  | G. Total |  | = | 4059.5
Out Side Plaster
| Grid (A2-A5)(K2-K5) |  |  | 1 | x | 2 | x | 22.33 | x | 37.5 | [7 empty] | = | 1674.75
| Grid (A2-B2)(J2-K2) |  |  | 1 | x | 2 | x | 5.58 | x | 37.5 | [7 empty] | = | 418.5
| Grid (B2-B2+)(J2-J2+) |  |  | 1 | x | 2 | x | 2.5 | x | 37.5 | [7 empty] | = | 187.5
| Grid (B2-D2+)(G2-J2+) |  |  | 1 | x | 2 | x | 13.16 | x | 37.5 | [7 empty] | = | 987
| Grid (D2-D2+)(G2-G2+) |  |  | 1 | x | 2 | x | 3 | x | 37.5 | [7 empty] | = | 225
| Grid (D1-G1) |  |  |  |  | 1 | x | 16.33 | x | 37.5 | [7 empty] | = | 612.375
| Grid (A5-C5)(H5-K5) |  |  | 1 | x | 2 | x | 10.91 | x | 37.5 | [7 empty] | = | 818.25
| Grid (C4-C5)(H4-H5) |  |  | 1 | x | 2 | x | 1.33 | x | 37.5 | [7 empty] | = | 99.75
| Grid (C4-E4)(F4-H4) |  |  | 1 | x | 2 | x | 11.91 | x | 37.5 | [7 empty] | = | 893.25
| Grid (E4-E5)(F4-F5) |  |  | 1 | x | 2 | x | 1.33 | x | 37.5 | [7 empty] | = | 99.75
Stair Case
1st Step
| 1st /2nd waist | [6 empty] | 2 | x | 9 | x | 4 | [5 empty] | = | 72
| Landing | [6 empty] | 1 | x | 10.5 | x | 4 | [5 empty] | = | 42
| Wall Right Side |  |  |  |  | 1 | x | 15 | x( | 0.5 | + | 5.5 | ) |  |  |  |  | = | 45
2
| Wall Left Side |  |  |  |  | 1 | x | 15 | x( | 11 | + | 5.5 | ) |  |  |  |  | = | 123.75
2
| Wall Front Side | [6 empty] | 1 | x | 10 | x | 11 | [5 empty] | = | 110
2nd Step
| Wall Right Side | [6 empty] | 1 | x | 15 | x | 11 | [5 empty] | = | 165
| Wall Left Side |  |  |  |  | 1 | x | 15 | x( | 4 | + | 5.5 | ) |  |  |  |  | = | 71.25
2
| Wall Front Side | [6 empty] | 1 | x | 10 | x | 11 | [5 empty] | = | 110
| Landing | [6 empty] | 1 | x | 10.5 | x | 11 | [5 empty] | = | 115.5
3rd Step
| Wall Right Side | [6 empty] | 1 | x | 15 | x | 11 | [5 empty] | = | 165
| Wall Left Side |  |  |  |  | 1 | x | 15 | x( | 4 | + | 5.5 | ) |  |  |  |  | = | 71.25
2
| Wall Front Side | [6 empty] | 1 | x | 10 | x | 11 | [5 empty] | = | 110
| Landing | [6 empty] | 1 | x | 10.5 | x | 11 | [5 empty] | = | 115.5
Parapet Wall (internal Plaster)
| Grid (A2-A5)(K2-K5) |  |  | 1 | x | 2 | x | 22.33 | x | 3.5 | [7 empty] | = | 156.31
| Grid (A2-B2)(J2-K2) |  |  | 1 | x | 2 | x | 5.58 | x | 3.5 | [7 empty] | = | 39.06
| Grid (B2-B2+)(J2-J2+) |  |  | 1 | x | 2 | x | 2.5 | x | 3.5 | [7 empty] | = | 17.5
| Grid (B2-D2+)(G2-J2+) |  |  | 1 | x | 2 | x | 13.16 | x | 3.5 | [7 empty] | = | 92.12
| Grid (D2-D2+)(G2-G2+) |  |  | 1 | x | 2 | x | 3 | x | 3.5 | [7 empty] | = | 21
| Grid (D1-G1) |  |  |  |  | 1 | x | 16.33 | x | 3.5 | [7 empty] | = | 57.155
| Grid (A5-C5)(H5-K5) |  |  | 1 | x | 2 | x | 10.91 | x | 3.5 | [7 empty] | = | 76.37
| Grid (C4-C5)(H4-H5) |  |  | 1 | x | 2 | x | 1.33 | x | 3.5 | [7 empty] | = | 9.31
| Grid (C4-E4)(F4-H4) |  |  | 1 | x | 2 | x | 11.91 | x | 3.5 | [7 empty] | = | 83.37
| Grid (E4-E5)(F4-F5) |  |  | 1 | x | 2 | x | 1.33 | x | 3.5 | [7 empty] | = | 9.31
Landing Area & Tower Wall
[6 empty] | 1 | x | 1 | x | 7.17 | x | 4.5 | [5 empty] | = | 32.265
[6 empty] | 1 | x | 2 | x | 4 | x | 4.5 | [5 empty] | = | 36
|  |  |  | 1 | x | 2 | x | 2 | x | 7.17 | x | 7 | [5 empty] | = | 200.76
|  |  |  | 1 | x | 2 | x | 2 | x | 8.25 | x | 7 | [5 empty] | = | 231
[16 empty] | Total (i) |  |  | 8393.905
Deduction
|  | W1 |  | 1 | x | 2 | x | 6 | x | 4 | [7 empty] | = | 48
| W2 |  |  | 1 | x | 2 | x | 3 | x | 4 | [7 empty] | = | 24
| V1 |  |  | 1 | x | 4 | x | 2 | x | 1.5 | [7 empty] | = | 12
|  | D |  |  |  | 1 | x | 3 | x | 7 | [7 empty] | = | 21
| W |  |  | 1 | x | 2 | x | 3 | x | 4 | [7 empty] | = | 24
[16 empty] | Total (ii) |  |  | 105
Net Qty (i-ii ) |  |  | 8393.905 |  |  |  | - |  | 105 | [6 empty] | Total Qty |  | = | 8288.905
| Net Qty (A + B) |  | 4059.5 |  |  | (+) |  | 8288.905 | [7 empty] | G. Total |  | = | 12348.405
9 | Laying white marble flooring fine dressed in the surface without winding set in lime mortar 1:2 in/c rubbing and polishing of the joints.(b) 1" thick. (S.I.No.42/28-b)(1" thick flooring).
|  | Room 1 |  |  |  | 1 | x | 12 | x | 10 | [7 empty] | = | 120
|  | Room 2 |  |  |  | 1 | x | 10 | x | 11 | [7 empty] | = | 110
|  | Lounge |  |  |  | 1 | x | 13 | x | 7 | [7 empty] | = | 91
|  | Kitchen |  |  |  | 1 | x | 7.5 | x | 6 | [7 empty] | = | 45
|  | Gallery |  |  |  | 1 | x | 9 | x | 4.5 | [8 empty] | 40.5
[16 empty] | Total |  |  | 406.5
| 2 No. Flats on Each Floor | [6 empty] | 406.5 |  |  | x | 2 |  |  |  | G. Total |  | = | 813
Stair Case
|  | Trade |  | 1 | x | 2 | x | 11 | x | 5 | x | 1 | [5 empty] | = | 110
|  | Riser |  | 1 | x | 2 | x | 12 | x | 5 | x | 0.5 | [5 empty] | = | 120
|  | Landing |  |  |  | 1 | x | 11 | x | 5 | [7 empty] | = | 55
[17 empty] | Total |  | 285
Net Qty (A+B) |  |  | 813 |  |  |  | + |  | 285 | [6 empty] | G. Total |  | = | 1098
10 | Providing and fixing 3/8" thick marble tiles of approved quality and colour shade size 8" x 4"/6"x4" in dado skirting and facing removal/tucking of existing plaster surface etc over 1/2" thick base of cement mortar 1:3 setting mortar base including filling the joints and washing the tiles with white cement slurry current finishing cleaning and polishing etc complete. (ii) for old work. (S.I.No.48/68-ii).
| Room 1 | 1 | x | 2 | x( | 12 | + | 10 | )x | 0.5 | [7 empty] | = | 22
| Room 2 | 1 | x | 2 | x( | 10 | + | 11 | )x | 0.5 | [7 empty] | = | 21
| Lounge | 1 | x | 2 | x( | 13 | + | 7 | )x | 0.5 | [7 empty] | = | 20
| Gallery | 1 | x | 2 | x( | 9 | + | 4 | )x | 0.5 | [7 empty] | = | 13
[16 empty] | Total (A) |  | = | 63
Deduction
| D1 |  |  |  |  | 3 | x | 3.5 | x | 0.5 | [7 empty] | = | 5.25
| D2 |  |  |  |  | 2 | x | 3 | x | 0.5 | [7 empty] | = | 3
| D3 |  |  |  |  | 2 | x | 2.5 | x | 0.5 | [7 empty] | = | 2.5
[16 empty] | Total (B) |  |  | 10.75
| Net Qty (A - B) |  |  | 63 |  | - |  | 10.75 | [8 empty] | Total | = | 52.25
| 2 No. Flats on Each Floor | [6 empty] | 52.25 |  |  | x | 2 |  |  |  | G. Total |  | = | 104.5
11 | Laying floors of approved colored glazed tiles 1/4" thick laid in white cement and pigment on a bed of 3/4" thick cement mortar 1:2. (S.I.No.42/25)Glazad Tile Floor
| W.C |  |  | 1 | x | 4.75 | x | 4.5 | [9 empty] | = | 21.375
| Bath Room |  |  | 1 | x | 4.75 | x | 4.5 | [9 empty] | = | 21.375
[17 empty] | Total | = | 42.75
| 2 No. Flats on Each Floor | [6 empty] | 42.75 |  |  | x | 2 |  |  |  | G. Total |  | = | 85.5
12 | White glazed tile 1/4" thick dado jointed in white cement and laid over 1:2 cement sand mortar 3/4" thick including finishing.
| W.C | 1 | x | 2 | x( | 4.75 | + | 4.5 | )x | 4 | [7 empty] | = | 74
| Bath Room | 1 | x | 2 | x( | 4.75 | + | 4.5 | )x | 4 | [7 empty] | = | 74
| Kitchen | 1 | x | 2 | x( | 7.5 | + | 6 | )x | 4 | [7 empty] | = | 108
[16 empty] | Total (A) |  | = | 256
Deduction
|  | 1 | x | 2 | x | 2.5 | x | 4 | [9 empty] | = | 20
|  |  |  | 1 | x | 2.5 | x | 4 | [9 empty] | = | 10
|  |  |  | 1 | x | 6 | x | 2 | [9 empty] | = | 12
[16 empty] | Total (B) |  | = | 42
| Net Qty (A - B) |  | 256 |  |  | - |  | 42 | [8 empty] | Total | = | 214
| 2 No. Flats on Each Floor | [6 empty] | 214 |  |  | x | 2 |  |  |  | G. Total |  | = | 428
13 | Providing and fixing in position doors windows and ventilators of 1st class deodar wood frames and 1-3/4" thick commercial ply veneer shutter of 1st class deodar skeletion (Hollow) and commercial ply wood (3-ply) on both side in/c: holdfast, hinges, iron tower bolts handles and cleats with cross and one mort ice lock and hook (S.I.no.58/9)(without chokhats).
| D1 |  |  | 1 | x | 3 | x | 3.25 | x | 6.75 | [7 empty] | = | 65.8125
| V |  |  | 1 | x | 3 | x | 3.25 | x | 0.92 | [7 empty] | = | 8.97
| D2 |  |  | 1 | x | 2 | x | 2.75 | x | 6.75 | [7 empty] | = | 37.125
| V |  |  | 1 | x | 2 | x | 2.75 | x | 0.92 | [7 empty] | = | 5.06
| D3 |  |  | 1 | x | 2 | x | 2.25 | x | 6.75 | [7 empty] | = | 30.375
| V |  |  | 1 | x | 2 | x | 2.25 | x | 0.92 | [7 empty] | = | 4.14
[16 empty] | Total |  |  | 151.4825
| 2 No. Flats on Each Floor | [6 empty] | 151.4825 |  |  | x | 2 |  |  |  | G. Total |  | = | 302.965
14 | Supply and fixing in position aluminum channel framing for sliding window ventilators of alcop made with 5 mm thick thinned glass glazed (Belgium) and aluminum fly screen in'/c: handles stopper and locking arragement etc complete. (Deluxe model boronze)(S.I.No.107/84-b).
| W1 |  |  | 1 | x | 1 | x | 6 | x | 4 | [7 empty] | = | 24
| W2 |  |  | 1 | x | 1 | x | 3 | x | 4 | [7 empty] | = | 12
| W3 |  |  | 1 | x | 4 | x | 2 | x | 4 | [7 empty] | = | 32
| V1 |  |  | 1 | x | 2 | x | 2 | x | 1.5 | [7 empty] | = | 6
[16 empty] | Total |  |  | 74
| 2 No. Flats on Each Floor | [6 empty] | 74 |  |  | x | 2 |  |  |  | G. Total |  | = | 148
15 | Primary coat of chalk under distemper. (S.I.No.61/25)
Ceiling
| Room 1 |  |  |  |  | 1 | x | 10 | x | 11 | [7 empty] | = | 110
| Room 2 |  |  |  |  | 1 | x | 12 | x | 10 | [7 empty] | = | 120
| Lounge |  |  |  |  | 1 | x | 13 | x | 7 | [7 empty] | = | 91
| Kitchen |  |  |  |  | 1 | x | 7.5 | x | 6 | [7 empty] | = | 45
| Tiolet |  |  |  |  | 1 | x | 4.75 | x | 4.5 | [7 empty] | = | 21.375
| Bathroom |  |  |  |  | 1 | x | 4.75 | x | 4.5 | [7 empty] | = | 21.375
|  | Gallery |  |  |  | 1 | x | 9 | x | 4 | [7 empty] | = | 36
Wall
| Room 1 |  |  | 1 | x | 2 | x( | 10 | + | 11 | )x | 10.5 | [5 empty] | = | 441
| Room 2 |  |  | 1 | x | 2 | x( | 12 | + | 10 | )x | 10.5 | [5 empty] | = | 462
| Lounge |  |  | 1 | x | 2 | x( | 13 | + | 7 | )x | 10.5 | [5 empty] | = | 420
| Kitchen |  |  | 1 | x | 2 | x( | 7.5 | + | 6 | )x | 10.5 | [5 empty] | = | 283.5
| Tiolet |  |  | 1 | x | 2 | x( | 4.75 | + | 4.5 | )x | 4 | [5 empty] | = | 74
| Bathroom |  |  | 1 | x | 2 | x( | 4.75 | + | 4.5 | )x | 4 | [5 empty] | = | 74
|  | Gallery |  |  |  | 1 | x | 9 | x | 4.5 | [8 empty] | 40.5
|  |  |  | 1 | x | 2 | x | 4 | x | 4.5 | [8 empty] | 36
[17 empty] | Total (A) |  | 2275.75
Deduction
| D1 |  |  |  |  | 3 | x | 3.5 | x | 8 | [7 empty] | = | 84
| D2 |  |  |  |  | 2 | x | 3 | x | 8 | [7 empty] | = | 48
| D3 |  |  |  |  | 2 | x | 2.5 | x | 8 | [7 empty] | = | 40
| W1 |  |  |  |  | 1 | x | 6 | x | 4 | [7 empty] | = | 24
| W2 |  |  |  |  | 1 | x | 3 | x | 4 | [7 empty] | = | 12
| W3 |  |  |  |  | 4 | x | 2 | x | 4 | [7 empty] | = | 32
| V1 |  |  |  |  | 2 | x | 2 | x | 1.5 | [7 empty] | = | 6
[17 empty] | Total(B) |  | 246
| Net Qty (A-B) |  | 2275.75 |  |  |  | - |  | 246 | [6 empty] | Total Qty |  | = | 2029.75
| 2 No. Flats on Each Floor | [6 empty] | 2029.75 |  |  | x | 2 |  |  |  | G. Total |  | = | 4059.5
Stair Case
1st Step
| 1st /2nd waist | [6 empty] | 2 | x | 9 | x | 4 | [5 empty] | = | 72
| Landing | [6 empty] | 1 | x | 10.5 | x | 4 | [5 empty] | = | 42
| Wall Right Side |  |  |  |  | 1 | x | 15 | x( | 0.5 | + | 5.5 | ) |  |  |  |  | = | 45
2
| Wall Left Side |  |  |  |  | 1 | x | 15 | x( | 11 | + | 5.5 | ) |  |  |  |  | = | 123.75
2
| Wall Front Side | [6 empty] | 1 | x | 10 | x | 11 | [5 empty] | = | 110
2nd Step
| Wall Right Side | [6 empty] | 1 | x | 15 | x | 11 | [5 empty] | = | 165
| Wall Left Side |  |  |  |  | 1 | x | 15 | x( | 4 | + | 5.5 | ) |  |  |  |  | = | 71.25
2
| Wall Front Side | [6 empty] | 1 | x | 10 | x | 11 | [5 empty] | = | 110
| Landing | [6 empty] | 1 | x | 10.5 | x | 11 | [5 empty] | = | 115.5
3rd Step
| Wall Right Side | [6 empty] | 1 | x | 15 | x | 11 | [5 empty] | = | 165
| Wall Left Side |  |  |  |  | 1 | x | 15 | x( | 4 | + | 5.5 | ) |  |  |  |  | = | 71.25
2
| Wall Front Side | [6 empty] | 1 | x | 10 | x | 11 | [5 empty] | = | 110
| Landing | [6 empty] | 1 | x | 10.5 | x | 11 | [5 empty] | = | 115.5
Landing Area & Tower Wall
[6 empty] | 1 | x | 2 | x | 7.17 | x | 4 | [5 empty] | = | 57.36
[6 empty] | 1 | x | 2 | x | 7.17 | x | 4.5 | [5 empty] | = | 64.53
|  |  |  | 1 | x | 2 | x | 2 | x | 4 | x | 4 | [5 empty] | = | 64
|  |  |  | 1 | x | 2 | x | 2 | x | 4 | x | 4.5 | [5 empty] | = | 72
|  |  |  | 1 | x | 2 | x | 2 | x | 7.17 | x | 7 | [5 empty] | = | 200.76
|  |  |  | 1 | x | 2 | x | 2 | x | 8.25 | x | 7 | [5 empty] | = | 231
[16 empty] | Total (B) |  |  | 2005.9
|  | Net Qty (A + B) |  |  | 4059.5 |  |  | (+) |  | 2005.9 | [6 empty] | Total | = | 6065.4
16 | Distempering in three coats.(S.I.No.54/24-a+b+c).
Internal Side
Ceiling
| Room 1 |  |  |  |  | 1 | x | 10 | x | 11 | [7 empty] | = | 110
| Room 2 |  |  |  |  | 1 | x | 12 | x | 10 | [7 empty] | = | 120
| Lounge |  |  |  |  | 1 | x | 13 | x | 7 | [7 empty] | = | 91
| Kitchen |  |  |  |  | 1 | x | 7.5 | x | 6 | [7 empty] | = | 45
| Tiolet |  |  |  |  | 1 | x | 4.75 | x | 4.5 | [7 empty] | = | 21.375
| Bathroom |  |  |  |  | 1 | x | 4.75 | x | 4.5 | [7 empty] | = | 21.375
|  | Gallery |  |  |  | 1 | x | 9 | x | 4 | [7 empty] | = | 36
Wall
| Room 1 |  |  | 1 | x | 2 | x( | 10 | + | 11 | )x | 10.5 | [5 empty] | = | 441
| Room 2 |  |  | 1 | x | 2 | x( | 12 | + | 10 | )x | 10.5 | [5 empty] | = | 462
| Lounge |  |  | 1 | x | 2 | x( | 13 | + | 7 | )x | 10.5 | [5 empty] | = | 420
| Kitchen |  |  | 1 | x | 2 | x( | 7.5 | + | 6 | )x | 10.5 | [5 empty] | = | 283.5
| Tiolet |  |  | 1 | x | 2 | x( | 4.75 | + | 4.5 | )x | 4 | [5 empty] | = | 74
| Bathroom |  |  | 1 | x | 2 | x( | 4.75 | + | 4.5 | )x | 4 | [5 empty] | = | 74
|  | Gallery |  |  |  | 1 | x | 9 | x | 4.5 | [8 empty] | 40.5
|  |  |  | 1 | x | 2 | x | 4 | x | 4.5 | [8 empty] | 36
[17 empty] | Total (A) |  | 2275.75
Deduction
| D1 |  |  |  |  | 3 | x | 3.5 | x | 8 | [7 empty] | = | 84
| D2 |  |  |  |  | 2 | x | 3 | x | 8 | [7 empty] | = | 48
| D3 |  |  |  |  | 2 | x | 2.5 | x | 8 | [7 empty] | = | 40
| W1 |  |  |  |  | 1 | x | 6 | x | 4 | [7 empty] | = | 24
| W2 |  |  |  |  | 1 | x | 3 | x | 4 | [7 empty] | = | 12
| W3 |  |  |  |  | 4 | x | 2 | x | 4 | [7 empty] | = | 32
| V1 |  |  |  |  | 2 | x | 2 | x | 1.5 | [7 empty] | = | 6
[17 empty] | Total(B) |  | 246
| Net Qty (A-B) |  | 2275.75 |  |  |  | - |  | 246 | [6 empty] | Total Qty |  | = | 2029.75
| 2 No. Flats on Each Floor | [6 empty] | 2029.75 |  |  | x | 2 |  |  |  | G. Total |  | = | 4059.5
Stair Case
1st Step
| 1st /2nd waist | [6 empty] | 2 | x | 9 | x | 4 | [5 empty] | = | 72
| Landing | [6 empty] | 1 | x | 10.5 | x | 4 | [5 empty] | = | 42
| Wall Right Side |  |  |  |  | 1 | x | 15 | x( | 0.5 | + | 5.5 | ) |  |  |  |  | = | 45
2
| Wall Left Side |  |  |  |  | 1 | x | 15 | x( | 11 | + | 5.5 | ) |  |  |  |  | = | 123.75
2
| Wall Front Side | [6 empty] | 1 | x | 10 | x | 11 | [5 empty] | = | 110
2nd Step
| Wall Right Side | [6 empty] | 1 | x | 15 | x | 11 | [5 empty] | = | 165
| Wall Left Side |  |  |  |  | 1 | x | 15 | x( | 4 | + | 5.5 | ) |  |  |  |  | = | 71.25
2
| Wall Front Side | [6 empty] | 1 | x | 10 | x | 11 | [5 empty] | = | 110
| Landing | [6 empty] | 1 | x | 10.5 | x | 11 | [5 empty] | = | 115.5
3rd Step
| Wall Right Side | [6 empty] | 1 | x | 15 | x | 11 | [5 empty] | = | 165
| Wall Left Side |  |  |  |  | 1 | x | 15 | x( | 4 | + | 5.5 | ) |  |  |  |  | = | 71.25
2
| Wall Front Side | [6 empty] | 1 | x | 10 | x | 11 | [5 empty] | = | 110
| Landing | [6 empty] | 1 | x | 10.5 | x | 11 | [5 empty] | = | 115.5
Landing Area & Tower Wall
[6 empty] | 1 | x | 2 | x | 7.17 | x | 4 | [5 empty] | = | 57.36
[6 empty] | 1 | x | 2 | x | 7.17 | x | 4.5 | [5 empty] | = | 64.53
|  |  |  | 1 | x | 2 | x | 2 | x | 4 | x | 4 | [5 empty] | = | 64
|  |  |  | 1 | x | 2 | x | 2 | x | 4 | x | 4.5 | [5 empty] | = | 72
|  |  |  | 1 | x | 2 | x | 2 | x | 7.17 | x | 7 | [5 empty] | = | 200.76
|  |  |  | 1 | x | 2 | x | 2 | x | 8.25 | x | 7 | [5 empty] | = | 231
[16 empty] | Total (B) |  |  | 2005.9
|  | Net Qty (A + B) |  |  | 4059.5 |  |  | (+) |  | 2005.9 | [5 empty] | Total (i) |  | = | 6065.4
External Side
| Grid (A2-A5)(K2-K5) |  |  | 1 | x | 2 | x | 22.33 | x | 37.5 | [7 empty] | = | 1674.75
| Grid (A2-B2)(J2-K2) |  |  | 1 | x | 2 | x | 5.58 | x | 37.5 | [7 empty] | = | 418.5
| Grid (B2-B2+)(J2-J2+) |  |  | 1 | x | 2 | x | 2.5 | x | 37.5 | [7 empty] | = | 187.5
| Grid (B2-D2+)(G2-J2+) |  |  | 1 | x | 2 | x | 13.16 | x | 37.5 | [7 empty] | = | 987
| Grid (D2-D2+)(G2-G2+) |  |  | 1 | x | 2 | x | 3 | x | 37.5 | [7 empty] | = | 225
| Grid (D1-G1) |  |  |  |  | 1 | x | 16.33 | x | 37.5 | [7 empty] | = | 612.375
| Grid (A5-C5)(H5-K5) |  |  | 1 | x | 2 | x | 10.91 | x | 37.5 | [7 empty] | = | 818.25
| Grid (C4-C5)(H4-H5) |  |  | 1 | x | 2 | x | 1.33 | x | 37.5 | [7 empty] | = | 99.75
| Grid (C4-E4)(F4-H4) |  |  | 1 | x | 2 | x | 11.91 | x | 37.5 | [7 empty] | = | 893.25
| Grid (E4-E5)(F4-F5) |  |  | 1 | x | 2 | x | 1.33 | x | 37.5 | [7 empty] | = | 99.75
Parapet Wall
| Grid (A2-A5)(K2-K5) |  |  | 1 | x | 2 | x | 22.33 | x | 3.5 | [7 empty] | = | 156.31
| Grid (A2-B2)(J2-K2) |  |  | 1 | x | 2 | x | 5.58 | x | 3.5 | [7 empty] | = | 39.06
| Grid (B2-B2+)(J2-J2+) |  |  | 1 | x | 2 | x | 2.5 | x | 3.5 | [7 empty] | = | 17.5
| Grid (B2-D2+)(G2-J2+) |  |  | 1 | x | 2 | x | 13.16 | x | 3.5 | [7 empty] | = | 92.12
| Grid (D2-D2+)(G2-G2+) |  |  | 1 | x | 2 | x | 3 | x | 3.5 | [7 empty] | = | 21
| Grid (D1-G1) |  |  |  |  | 1 | x | 16.33 | x | 3.5 | [7 empty] | = | 57.155
| Grid (A5-C5)(H5-K5) |  |  | 1 | x | 2 | x | 10.91 | x | 3.5 | [7 empty] | = | 76.37
| Grid (C4-C5)(H4-H5) |  |  | 1 | x | 2 | x | 1.33 | x | 3.5 | [7 empty] | = | 9.31
| Grid (C4-E4)(F4-H4) |  |  | 1 | x | 2 | x | 11.91 | x | 3.5 | [7 empty] | = | 83.37
| Grid (E4-E5)(F4-F5) |  |  | 1 | x | 2 | x | 1.33 | x | 3.5 | [7 empty] | = | 9.31
[16 empty] | Total (A) |  |  | 6568.32
Deduction
| W1 |  |  | 1 | x | 2 | x | 3 | x | 4 | [7 empty] | = | 24
| W2 |  |  | 1 | x | 8 | x | 2 | x | 1.75 | [7 empty] | = | 28
| V1 |  |  | 1 | x | 4 | x | 2 | x | 1.5 | [7 empty] | = | 12
[17 empty] | Total (B) |  | 64
Net Qty (A-B ) |  |  | 6568.32 |  |  |  | - |  | 64 | [6 empty] | Total (ii) |  | = | 6504.32
| Total Net Qty (i+ii) |  |  |  |  | 6065.4 |  |  |  | (+) | 6504.32 |  |  | G.Total Qty |  |  |  | = | 12569.72
17 | Painting new surface preparing surface painting doors and window any type (three coats) (S.I.No.70/5-c-ii).
| D1 |  |  | 3 | x | 2 | x | 3.25 | x | 6.75 | [7 empty] | = | 131.625
| V |  |  | 3 | x | 2 | x | 3.25 | x | 0.92 | [7 empty] | = | 17.94
| D2 |  |  | 2 | x | 2 | x | 2.75 | x | 6.75 | [7 empty] | = | 74.25
| V |  |  | 2 | x | 2 | x | 2.75 | x | 0.92 | [7 empty] | = | 10.12
| D3 |  |  | 2 | x | 2 | x | 2.25 | x | 6.75 | [7 empty] | = | 60.75
| V |  |  | 2 | x | 2 | x | 2.25 | x | 0.92 | [7 empty] | = | 8.28
[16 empty] | Total |  |  | 302.965
| 2 No. Flats on Each Floor | [6 empty] | 302.965 |  |  | x | 2 |  |  |  | G. Total |  | = | 605.93
18 | Providing and Install MS Railing of best quality using 1-½ dia MS pipe (12Swg) handrail with ½" x ½" MS Bar for vertical support 3" x 1-½" Ms Box Section including Powder Coating, all hardwires, wastage clamps, embended in concrete fixing etc.
| Ground to Landing |  |  |  |  | 1 | x | 12.83 | [9 empty] | = | 12.83
| Landing to First Floor |  |  |  |  | 1 | x | 11.75 | [9 empty] | = | 11.75
| 1st Floor to Landing |  |  |  |  | 1 | x | 12.83 | [9 empty] | = | 12.83
| Landing to 2nd Floor |  |  |  |  | 1 | x | 11.75 | [9 empty] | = | 11.75
| 2nd floor to Landing |  |  |  |  | 1 | x | 12.83 | [9 empty] | = | 12.83
| Landing to Roof |  |  |  |  | 1 | x | 13 | [9 empty] | = | 13
Gallery
|  |  |  | 2 | x | 3 | x( | 4 | + | 9 | + | 4 | ) |  |  |  |  | = | 102
176.99
19 | P/L 1" thick c.c. topping 1:2:4 in/c: surface finishing and dividing into panels 2" thick (S.I Nop.16-c/P-46)
Roof Slab
Grid (A- C)(K-M)(2-6) | [5 empty] | 2 | x | 33.5 | x | 14 | [7 empty] | = | 938
Grid (C-K)(2-6) | [5 empty] | 1 | x | 46.5 | x | 33.5 | [7 empty] | = | 1557.75
Grid (E-H)(1-2) | [5 empty] | 1 | x | 17.5 | x | 7.33 | [7 empty] | = | 128.275
[16 empty] | Total |  |  | 2624.025
20 | Two coats of bituman laid using 34 lbs for % sft over roof & blinded with one cft per % sft. (S.No.13/P-35)
Roof Slab
Grid (A- C)(K-M)(2-6) | [5 empty] | 2 | x | 33.5 | x | 14 | [7 empty] | = | 938
Grid (C-K)(2-6) | [5 empty] | 1 | x | 46.5 | x | 33.5 | [7 empty] | = | 1557.75
Grid (E-H)(1-2) | [5 empty] | 1 | x | 17.5 | x | 7.33 | [7 empty] | = | 128.275
[16 empty] | Total |  |  | 2624.025
21 | Extra Labour for each story above ground floor for mosaic conglate or tile stone and wooden floor. (S.I)
Roof Slab
Grid (A- C)(K-M)(2-6) | [5 empty] | 2 | x | 33.5 | x | 14 | [7 empty] | = | 938
Grid (C-K)(2-6) | [5 empty] | 1 | x | 46.5 | x | 33.5 | [7 empty] | = | 1557.75
Grid (E-H)(1-2) | [5 empty] | 1 | x | 17.5 | x | 7.33 | [7 empty] | = | 128.275
[16 empty] | Total |  |  | 2624.025

## Cat 4 (hidden)
NAME OF WORK |  | ESTABLISHMENT OF CARDIAC EMERGENCY CENTRE IN BALDIA TOWN KARACHI. (CONSTRUCTION OF RESIDENTIAL FLATS) ( CATEGORY - IV )
S# | Description of Items |  |  |  | Rate |  |  | Unit | [8 empty] | Quantity
GROUND FLOOR
1 | Excavation in foundation of buildings bridges & other structure in/c: dagbelling dressing refilling around structure with excavated earth watering and ramming lead upto one chain and lift upto 5' (b) in ordinary soil. (S.I.No.4/18-b)
Building
|  | (i) |  | 1 | x | 79.5 | x | 39.5 | x | 6 | [7 empty] | = | 18841.5
|  | (ii) |  | 1 | x | 27.5 | x | 9 | x | 6 | [7 empty] | = | 1485
Plinth Protection
| Grid (A2-A6) |  |  | 1 | x | 2 | x | 34 | x | 2 | x | 2.5 | [5 empty] | = | 340
| Grid (2A-2C) |  |  | 1 | x | 2 | x | 14 | x | 2 | x | 2.5 | [5 empty] | = | 140
| Grid (C2-C3)(K2-K3) |  |  | 1 | x | 2 | x | 3 | x | 2 | x | 2.5 | [5 empty] | = | 30
| Grid (3C-3E)(3H-3K) |  |  | 1 | x | 2 | x | 14.5 | x | 2 | x | 2.5 | [5 empty] | = | 145
| Grid (E1-E3)(H1-H3) |  |  | 1 | x | 2 | x | 8.5 | x | 2 | x | 2.5 | [5 empty] | = | 85
| Grid (1E-1H) |  |  |  |  | 1 | x | 18 | x | 2 | x | 2.5 | [5 empty] | = | 90
| Grid (6A-6C)(6L-6M) |  |  | 1 | x | 2 | x | 11 | x | 2 | x | 2.5 | [5 empty] | = | 110
| Grid (6B-6D)(6J-6L) |  |  | 1 | x | 2 | x | 13 | x | 2 | x | 2.5 | [5 empty] | = | 130
| Grid (6D-6F)(6G-6J) |  |  | 1 | x | 2 | x | 12 | x | 2 | x | 2.5 | [5 empty] | = | 120
[16 empty] | Total |  | = | 21516.5
2 | Cement concrete brick or stone ballast 1-1/2" to 2" gauge ratio 1:4:8 (S.I.No.14/4-b)
Under Foundation
| (i) |  |  | 1 | x | 76.5 | x | 36.5 | x | 0.75 | [7 empty] | = | 2094.1875
| (ii) |  |  | 1 | x | 24.5 | x | 7.5 | x | 0.75 | [7 empty] | = | 137.8125
Plinth Protection
| Grid (A2-A6) |  |  | 1 | x | 2 | x | 34 | x | 2 | x | 0.5 | [5 empty] | = | 68
| Grid (2A-2C) |  |  | 1 | x | 2 | x | 14 | x | 2 | x | 0.5 | [5 empty] | = | 28
| Grid (C2-C3)(K2-K3) |  |  | 1 | x | 2 | x | 3 | x | 2 | x | 0.5 | [5 empty] | = | 6
| Grid (3C-3E)(3H-3K) |  |  | 1 | x | 2 | x | 14.5 | x | 2 | x | 0.5 | [5 empty] | = | 29
| Grid (E1-E3)(H1-H3) |  |  | 1 | x | 2 | x | 8.5 | x | 2 | x | 0.5 | [5 empty] | = | 17
| Grid (1E-1H) |  |  |  |  | 1 | x | 18 | x | 2 | x | 0.5 | [5 empty] | = | 18
| Grid (6A-6C)(6L-6M) |  |  | 1 | x | 2 | x | 11 | x | 2 | x | 0.5 | [5 empty] | = | 22
| Grid (6B-6D)(6J-6L) |  |  | 1 | x | 2 | x | 13 | x | 2 | x | 0.5 | [5 empty] | = | 26
| Grid (6D-6F)(6G-6J) |  |  | 1 | x | 2 | x | 12 | x | 2 | x | 0.5 | [5 empty] | = | 24
Plinth Protection Sub Flooring
| Grid (A2-A6) |  |  | 1 | x | 2 | x | 34 | x | 2.5 | x | 0.5 | [5 empty] | = | 85
| Grid (2A-2C) |  |  | 1 | x | 2 | x | 14 | x | 2.5 | x | 0.5 | [5 empty] | = | 35
| Grid (C2-C3)(K2-K3) |  |  | 1 | x | 2 | x | 3 | x | 2.5 | x | 0.5 | [5 empty] | = | 7.5
| Grid (3C-3E)(3H-3K) |  |  | 1 | x | 2 | x | 14.5 | x | 2.5 | x | 0.5 | [5 empty] | = | 36.25
| Grid (E1-E3)(H1-H3) |  |  | 1 | x | 2 | x | 8.5 | x | 2.5 | x | 0.5 | [5 empty] | = | 21.25
| Grid (1E-1H) |  |  |  |  | 1 | x | 18 | x | 2.5 | x | 0.5 | [5 empty] | = | 22.5
| Grid (6A-6C)(6L-6M) |  |  | 1 | x | 2 | x | 11 | x | 2.5 | x | 0.5 | [5 empty] | = | 27.5
| Grid (6B-6D)(6J-6L) |  |  | 1 | x | 2 | x | 13 | x | 2.5 | x | 0.5 | [5 empty] | = | 32.5
| Grid (6D-6F)(6G-6J) |  |  | 1 | x | 2 | x | 12 | x | 2.5 | x | 0.5 | [5 empty] | = | 30
Building Sub Flooring
| Bedroom 1 |  |  | 2 | x | 13 | x | 11 | x | 0.75 | [7 empty] | = | 214.5
| Lounge |  |  | 2 | x | 17 | x | 10 | x | 0.75 | [7 empty] | = | 255
| Kitchen |  |  | 2 | x | 8 | x | 6 | x | 0.75 | [7 empty] | = | 72
| Store |  |  | 2 | x | 6 | x | 5 | x | 0.75 | [7 empty] | = | 45
| Bathh Room |  |  | 2 | x | 7 | x | 6 | x | 0.75 | [7 empty] | = | 63
| Bedroom 2 |  |  | 2 | x | 12 | x | 12 | x | 0.75 | [7 empty] | = | 216
| Living Room |  |  | 2 | x | 15 | x | 11 | x | 0.75 | [7 empty] | = | 247.5
| Stair Case |  |  | 2 | x | 18 | x | 11 | x | 0.75 | [7 empty] | = | 297
[16 empty] | Total |  | = | 4177.5
3 | Erection and removal of centering for RCC or plain cement concrete works of deodar wood (2nd class for partal wood vertical. (S.I.No.17/19-b-ii)
Horizontal Beam
Grid (A2 - C2)(J2 - L2) |  |  |  | 2 | x | 2 | x | 2 | x | 12 | x | 4.75 | [5 empty] | = | 456
Grid (C3 - E3)(H3 - J3) |  |  |  | 2 | x | 2 | x | 2 | x | 17 | x | 4.75 | [5 empty] | = | 646
Grid (E1 - H1) |  |  |  | 1 | x | 2 | x | 2 | x | 17.5 | x | 4.75 | [5 empty] | = | 332.5
Grid (F3 - G3)(F4 - G4) |  |  |  | 2 | x | 2 | x | 2 | x | 6.5 | x | 4.75 | [5 empty] | = | 247
Grid (A5 - F5)(G5 - L5) |  |  |  | 2 | x | 2 | x | 31 | x | 4.75 | [7 empty] | = | 589
Grid (A6 - B6)(H6 - L6) |  |  |  | 2 | x | 2 | x | 7 | x | 4.5 | [7 empty] | = | 126
Grid (A7 - B7)(K7 - L7) |  |  |  | 2 | x | 2 | x | 7 | x | 4.5 | [7 empty] | = | 126
Vertical Beam
Grid (A2 - A7)(L2 - L7) |  |  |  | 2 | x | 2 | x | 29.5 | x | 0.67 | x | 4.5 | [5 empty] | = | 12.06
Grid (C2 - C5)(J2 - J5) |  |  |  | 2 | x | 2 | x | 14 | x | 0.67 | x | 4.5 | [5 empty] | = | 12.06
Grid (E1 - E2)(H1 - H2) |  |  |  | 2 | x | 2 | x | 7 | x | 0.67 | x | 4.75 | [5 empty] | = | 12.73
Grid (F+1 - F+4) |  |  |  | 1 | x | 2 | x | 12.5 | x | 0.67 | x | 4.75 | [5 empty] | = | 6.365
Grid (F+) ( G+) |  |  |  | 2 | x | 2 | x | 6.5 | x | 0.67 | x | 4.75 | [5 empty] | = | 12.73
Grid (B-D-F-G-I-K)(5-7) |  |  |  | 2 | x | 6 | x | 16 | x | 0.67 | x | 4.75 | [5 empty] | = | 38.19
[16 empty] | Total |  |  | 2616.635
4 | Cement concrete plain including placing compacting finishing and curing complete (including screening and washing of stone aggregate without shuttering ratio (h) 1:3:6. (S.I.No.15/5-h)
Horizontal Beam
Grid (A2 - C2)(J2 - L2) |  |  |  | 1 | x | 2 | x | 12 | x | 0.67 | x | 4.75 | [5 empty] | = | 76.38
Grid (C3 - E3)(H3 - J3) |  |  |  | 1 | x | 2 | x | 17 | x | 0.67 | x | 4.75 | [5 empty] | = | 108.205
Grid (E1 - H1) | [5 empty] | 1 | x | 17.5 | x | 0.67 | x | 4.75 | [5 empty] | = | 55.6938
Grid (F3 - G3)(F4 - G4) |  |  |  | 1 | x | 2 | x | 6.5 | x | 0.67 | x | 4.75 | [5 empty] | = | 41.3725
Grid (A5 - F5)(G5 - L5) |  |  |  | 1 | x | 2 | x | 31 | x | 0.67 | x | 4.75 | [5 empty] | = | 197.315
Grid (A6 - B6)(H6 - L6) |  |  |  | 1 | x | 2 | x | 7 | x | 0.67 | x | 4.5 | [5 empty] | = | 42.21
Grid (A7 - B7)(K7 - L7) |  |  |  | 1 | x | 2 | x | 7 | x | 0.67 | x | 4.5 | [5 empty] | = | 42.21
Vertical Beam
Grid (A2 - A7)(L2 - L7) |  |  |  | 1 | x | 2 | x | 29.5 | x | 0.67 | x | 4.5 | [5 empty] | = | 177.885
Grid (C2 - C5)(J2 - J5) |  |  |  | 1 | x | 2 | x | 14 | x | 0.67 | x | 4.5 | [5 empty] | = | 84.42
Grid (E1 - E2)(H1 - H2) |  |  |  | 1 | x | 2 | x | 7 | x | 0.67 | x | 4.75 | [5 empty] | = | 44.555
Grid (F+1 - F+4) | [5 empty] | 1 | x | 12.5 | x | 0.67 | x | 4.75 | [5 empty] | = | 39.7812
Grid (F+) ( G+) |  |  |  | 1 | x | 2 | x | 6.5 | x | 0.67 | x | 4.75 | [5 empty] | = | 41.3725
Grid (B-D-F-G-I-K)(5-7) |  |  |  | 1 | x | 6 | x | 16 | x | 0.67 | x | 4.75 | [5 empty] | = | 305.52
[16 empty] | Total |  |  | 1256.92
5 | Filling watering and ramming earth under floor with surplus earth excavated from out side lead upto one chain and lift upto 5. (S.I.4/21).
| (i) |  |  | 1 | x | 79.5 | x | 39.5 | x | 6 | [7 empty] | = | 18841.5
| (ii) |  |  | 1 | x | 27.5 | x | 9 | x | 6 | [7 empty] | = | 1485
Plinth Protection
| Grid (A2-A6) |  |  | 1 | x | 2 | x | 34 | x | 2.5 | x | 3 | [5 empty] | = | 510
| Grid (2A-2C) |  |  | 1 | x | 2 | x | 14 | x | 2.5 | x | 3 | [5 empty] | = | 210
| Grid (C2-C3)(K2-K3) |  |  | 1 | x | 2 | x | 3 | x | 2.5 | x | 3 | [5 empty] | = | 45
| Grid (3C-3E)(3H-3K) |  |  | 1 | x | 2 | x | 14.5 | x | 2.5 | x | 3 | [5 empty] | = | 217.5
| Grid (E1-E3)(H1-H3) |  |  | 1 | x | 2 | x | 8.5 | x | 2.5 | x | 3 | [5 empty] | = | 127.5
| Grid (1E-1H) |  |  |  |  | 1 | x | 18 | x | 2.5 | x | 3 | [5 empty] | = | 135
| Grid (6A-6C)(6L-6M) |  |  | 1 | x | 2 | x | 11 | x | 2.5 | x | 3 | [5 empty] | = | 165
| Grid (6B-6D)(6J-6L) |  |  | 1 | x | 2 | x | 13 | x | 2.5 | x | 3 | [5 empty] | = | 195
| Grid (6D-6F)(6G-6J) |  |  | 1 | x | 2 | x | 12 | x | 2.5 | x | 3 | [5 empty] | = | 180
[17 empty] | Total |  | 22111.5
6 | Filling watering and ramming earth under floor with new earth excavated from out side lead upto one chain and lift upto 5.( Extra Lead Upto 30 Miles) (S.I.4/22).
Building
| Bedroom 1 |  |  | 2 | x | 13 | x | 11 | x | 2 | [7 empty] | = | 572
| Lounge |  |  | 2 | x | 17 | x | 10 | x | 2 | [7 empty] | = | 680
| Kitchen |  |  | 2 | x | 8 | x | 6 | x | 2 | [7 empty] | = | 192
| Store |  |  | 2 | x | 6 | x | 5 | x | 2 | [7 empty] | = | 120
| Bathh Room |  |  | 2 | x | 7 | x | 6 | x | 2 | [7 empty] | = | 168
| Bedroom 2 |  |  | 2 | x | 12 | x | 12 | x | 2 | [7 empty] | = | 576
| Living Room |  |  | 2 | x | 15 | x | 11 | x | 2 | [7 empty] | = | 660
| Stair Case |  |  | 2 | x | 18 | x | 11 | x | 2 | [7 empty] | = | 792
[17 empty] | Total |  | 3760
7 | Fabrication of M.S reinforcement for cement concrete including cutting, bending, laying in position making joints and fastening including cost of binding wire (also includes removal of rust from bars (a) using of tor hars. (S.i.No.16/18-b)
Footing
| F1 M/B 5/8Ǿ |  |  | 6 | x | 19 | x | 8.17 | x | 1.042 | [7 empty] | = | 970.498
| "" D/B 5/8Ǿ |  |  | 6 | x | 17 | x | 9.17 | x | 1.042 | [7 empty] | = | 974.6243
| F2 M/B 5/8Ǿ |  |  | 2 | x | 17 | x | 7.17 | x | 1.042 | [7 empty] | = | 254.0188
| "" D/B 5/8Ǿ |  |  | 2 | x | 14 | x | 8.17 | x | 1.042 | [7 empty] | = | 238.3679
| F3 M/B 5/8Ǿ |  |  | 2 | x | 13 | x | 5.67 | x | 1.042 | [7 empty] | = | 153.6116
| "" D/B 5/8Ǿ |  |  | 2 | x | 11 | x | 6.67 | x | 1.042 | [7 empty] | = | 152.9031
CF1 (35.50 x 6.00)
| M/B 5/8Ǿ |  |  | 2 | x | 2 | x | 86 | x | 7.67 | x | 1.042 | [5 empty] | = | 2749.2962
| D/B 5/8Ǿ |  |  | 2 | x | 2 | x | 16 | x | 37.17 | x | 1.042 | [5 empty] | = | 2478.793
| Chair 5/8Ǿ |  |  |  |  | 2 | x | 25 | x | 7.5 | x | 1.042 | [5 empty] | = | 390.75
CF2 (12.00 x 6.50)
| M/B 5/8Ǿ |  |  | 2 | x | 2 | x | 30 | x | 8.17 | x | 1.042 | [5 empty] | = | 1021.5768
| D/B 5/8Ǿ |  |  | 2 | x | 2 | x | 17 | x | 13.67 | x | 1.042 | [5 empty] | = | 968.6015
| Chair 5/8Ǿ |  |  |  |  | 2 | x | 10 | x | 7.5 | x | 1.042 | [5 empty] | = | 156.3
CF3 (14.50 x 7.00)
| M/B 5/8Ǿ |  |  | 2 | x | 2 | x | 36 | x | 8.67 | x | 1.042 | [5 empty] | = | 1300.9162
| D/B 5/8Ǿ |  |  | 2 | x | 2 | x | 18 | x | 16.17 | x | 1.042 | [5 empty] | = | 1213.1381
| Chair 5/8Ǿ |  |  |  |  | 2 | x | 10 | x | 7.5 | x | 1.042 | [5 empty] | = | 156.3
CF4 (23.50 x 6.00)
| M/B 5/8Ǿ |  |  | 1 | x | 2 | x | 58 | x | 7.67 | x | 1.042 | [5 empty] | = | 927.0882
| D/B 5/8Ǿ |  |  | 1 | x | 2 | x | 16 | x | 25.17 | x | 1.042 | [5 empty] | = | 839.2685
| Chair 5/8Ǿ |  |  |  |  | 1 | x | 8 | x | 7.5 | x | 1.042 | [5 empty] | = | 62.52
RF1 (25.00 x 18.00)
| M/B 5/8Ǿ |  |  | 1 | x | 2 | x | 61 | x | 19.67 | x | 1.042 | [5 empty] | = | 2500.5291
| D/B 5/8Ǿ |  |  | 1 | x | 2 | x | 44 | x | 26.67 | x | 1.042 | [5 empty] | = | 2445.5323
| Chair 1/2Ǿ |  |  |  |  | 1 | x | 15 | x | 7.5 | x | 1.042 | [5 empty] | = | 117.225
Short Coloumns
| M/B 3/4Ǿ |  |  | 1 | x | 4 | x | 34 | x | 13 | x | 1.502 | [5 empty] | = | 2655.536
| M/B 5/8Ǿ |  |  | 1 | x | 8 | x | 34 | x | 13 | x | 1.042 | [5 empty] | = | 3684.512
| Ring 3/8Ǿ |  |  | 1 | x | 34 | x | (31+31) | x | 4.33 | x | 0.376 | [5 empty] | = | 3431.9926
| Ring 3/8Ǿ |  |  | 1 | x | 34 | x | 31 | x | 1.08 | x | 0.376 | [5 empty] | = | 428.0083
PLINTH BEAM
Horizontal Beam
Grid (A2-C2)(J1-L1)
| Bottom Bar 5/8Ǿ |  |  |  |  | 2 | x | 4 | x | 13.5 | x | 1.042 | [5 empty] | = | 112.536
| Top Bar 5/8Ǿ |  |  |  |  | 2 | x | 3 | x | 13.5 | x | 1.042 | [5 empty] | = | 84.402
| Ring 3/8Ǿ |  |  |  |  | 2 | x | 28 | x | 4.83 | x | 0.376 | [5 empty] | = | 101.7005
Grid (C3-E3)(H3-J3)
| Bottom Bar 5/8Ǿ |  |  |  |  | 2 | x | 4 | x | 19.5 | x | 1.042 | [5 empty] | = | 162.552
| Top Bar 5/8Ǿ |  |  |  |  | 2 | x | 3 | x | 19.5 | x | 1.042 | [5 empty] | = | 121.914
| Ring 3/8Ǿ |  |  |  |  | 2 | x | 43 | x | 4.83 | x | 0.376 | [5 empty] | = | 156.1829
Grid (E1-H1)
| Bottom Bar 5/8Ǿ |  |  |  |  | 2 | x | 4 | x | 18.5 | x | 1.042 | [5 empty] | = | 154.216
| Top Bar 5/8Ǿ |  |  |  |  | 2 | x | 3 | x | 18.5 | x | 1.042 | [5 empty] | = | 115.662
| Ring 3/8Ǿ |  |  |  |  | 2 | x | 40 | x | 4.83 | x | 0.376 | [5 empty] | = | 145.2864
Grid (F3-G3)(F4-G4)
| Bottom Bar 5/8Ǿ |  |  | 2 | x | 2 | x | 4 | x | 21.5 | x | 1.042 | [5 empty] | = | 358.448
| Top Bar 5/8Ǿ |  |  | 2 | x | 2 | x | 3 | x | 21.5 | x | 1.042 | [5 empty] | = | 268.836
| Ring 3/8Ǿ |  |  | 2 | x | 2 | x | 37 | x | 4.83 | x | 0.376 | [5 empty] | = | 268.7798
Grid (A5-F5)(G5-L5)
| Bottom Bar 5/8Ǿ |  |  | 2 | x | 4 | x( | 34.5 | + | 44.5 | )x | 1.042 | [5 empty] | = | 6398.922
| Top Bar 5/8Ǿ |  |  | 2 | x | 3 | x( | 34.5 | + | 44.5 | )x | 1.042 | [5 empty] | = | 4799.1915
| Ring 3/8Ǿ |  |  |  |  | 2 | x | 169 | x | 4.83 | x | 0.376 | [5 empty] | = | 613.835
Grid (A6-B6)(K6-L6)
| Bottom Bar 5/8Ǿ |  |  |  |  | 2 | x | 4 | x | 7.5 | x | 1.042 | [5 empty] | = | 62.52
| Top Bar 5/8Ǿ |  |  |  |  | 2 | x | 3 | x | 7 | x | 1.042 | [5 empty] | = | 43.764
| Ring 3/8Ǿ |  |  |  |  | 2 | x | 16 | x | 4.83 | x | 0.376 | [5 empty] | = | 58.1146
Grid (A7-B7)(K7-L7)
| Bottom Bar 5/8Ǿ |  |  |  |  | 2 | x | 4 | x | 7.5 | x | 1.042 | [5 empty] | = | 62.52
| Top Bar 5/8Ǿ |  |  |  |  | 2 | x | 3 | x | 7.5 | x | 1.042 | [5 empty] | = | 46.89
| Ring 3/8Ǿ |  |  |  |  | 2 | x | 69 | x | 4.83 | x | 0.376 | [5 empty] | = | 250.619
Vertical Beam
Grid (A1-A7)(L1-L7)
| Bottom Bar 5/8Ǿ |  |  |  |  | 2 | x | 4 | x | 31.5 | x | 1.042 | [5 empty] | = | 262.584
| Top Bar 5/8Ǿ |  |  |  |  | 2 | x | 3 | x | 31.5 | x | 1.042 | [5 empty] | = | 196.938
| Ring 3/8Ǿ |  |  |  |  | 2 | x | 69 | x | 4.83 | x | 0.376 | [5 empty] | = | 250.619
Grid (B-D-F-G-I-K)(5-7)
| Bottom Bar 5/8Ǿ |  |  |  |  | 6 | x | 4 | x | 18.5 | x | 1.042 | [5 empty] | = | 462.648
| Top Bar 5/8Ǿ |  |  |  |  | 6 | x | 3 | x | 18.5 | x | 1.042 | [5 empty] | = | 346.986
| Ring 3/8Ǿ |  |  |  |  | 6 | x | 41 | x | 4.83 | x | 0.376 | [5 empty] | = | 446.7557
Super Structure Coloumns
| C1 M/Bar 3/4Ǿ |  |  | 1 | x | 4 | x | 34 | x | 14.5 | x | 1.502 | [5 empty] | = | 2961.944
| M/Bar 5/8Ǿ |  |  | 1 | x | 8 | x | 34 | x | 14.5 | x | 1.042 | [5 empty] | = | 4109.648
| Ring 3/8Ǿ |  |  | 1 | x | 34 | x | (32+32) | x | 4.33 | x | 0.376 | [5 empty] | = | 3542.7021
| Ring 3/8Ǿ |  |  | 1 | x | 34 | x | 32 | x | 1.08 | x | 0.376 | [5 empty] | = | 441.815
Horizontal Beam (SLAB)
Grid (A2-C2)(J2-C2) (B3)
| Bottom Bar 5/8Ǿ |  |  |  |  | 2 | x | 4 | x | 14.5 | x | 1.042 | [5 empty] | = | 120.872
| Top Bar 5/8Ǿ |  |  |  |  | 2 | x | 3 | x | 14.5 | x | 1.042 | [5 empty] | = | 90.654
| Ring 3/8Ǿ |  |  |  |  | 2 | x | 28 | x | 6.83 | x | 0.376 | [5 empty] | = | 143.8125
Grid (C3-E3)(H3-J3) (B3)
| Bottom Bar 5/8Ǿ |  |  |  |  | 2 | x | 4 | x | 21.5 | x | 1.042 | [5 empty] | = | 179.224
| Top Bar 5/8Ǿ |  |  |  |  | 2 | x | 3 | x | 21.5 | x | 1.042 | [5 empty] | = | 134.418
| Ring 3/8Ǿ |  |  |  |  | 2 | x | 43 | x | 6.83 | x | 0.376 | [5 empty] | = | 220.8549
Grid (E1-H1)
| Bottom Bar 5/8Ǿ |  |  |  |  | 1 | x | 4 | x | 20.5 | x | 1.042 | [5 empty] | = | 85.444
| Top Bar 5/8Ǿ |  |  |  |  | 1 | x | 3 | x | 20.5 | x | 1.042 | [5 empty] | = | 64.083
| Ring 3/8Ǿ |  |  |  |  | 1 | x | 44 | x | 6.83 | x | 0.376 | [5 empty] | = | 112.9955
Grid (E3-H3) (B4)
| Bottom Bar 5/8Ǿ |  |  |  |  | 1 | x | 5 | x | 22.5 | x | 1.042 | [5 empty] | = | 117.225
| Top Bar 5/8Ǿ |  |  |  |  | 1 | x | 3 | x | 22.5 | x | 1.042 | [5 empty] | = | 70.335
| Ring 3/8Ǿ |  |  |  |  | 1 | x | 44 | x | 6.83 | x | 0.376 | [5 empty] | = | 112.9955
Grid (F+ ) (B2)
| Bottom Bar 5/8Ǿ |  |  |  |  | 1 | x | 3 | x | 14.5 | x | 1.042 | [5 empty] | = | 45.327
| Top Bar 5/8Ǿ |  |  |  |  | 1 | x | 2 | x | 14.5 | x | 1.042 | [5 empty] | = | 30.218
| Ring 3/8Ǿ |  |  |  |  | 1 | x | 30 | x | 6.83 | x | 0.376 | [5 empty] | = | 77.0424
Grid (A5-F2) (G5- L5)(B4)
| Bottom Bar 5/8Ǿ |  |  |  |  | 2 | x | 5 | x( | 46 | + | 34 | )x | 1.042 |  |  |  | = | 833.6
| Top Bar 5/8Ǿ |  |  |  |  | 2 | x | 3 | x( | 46 | + | 34 | )x | 1.042 |  |  |  | = | 500.16
| Ring 3/8Ǿ |  |  |  |  | 1 | x | 176 | x | 4.83 | x | 0.376 | [5 empty] | = | 319.6301
Grid (E3-H3) (B4)
| Bottom Bar 5/8Ǿ |  |  |  |  | 1 | x | 4 | x | 18.5 | x | 1.042 | [5 empty] | = | 77.108
| Top Bar 5/8Ǿ |  |  |  |  | 1 | x | 3 | x | 18.5 | x | 1.042 | [5 empty] | = | 57.831
| Ring 3/8Ǿ |  |  |  |  | 1 | x | 40 | x | 4.83 | x | 0.376 | [5 empty] | = | 72.6432
Grid (A6-B6)(K6-L6) (B1)
| Bottom Bar 5/8Ǿ |  |  |  |  | 2 | x | 3 | x | 10 | x | 1.042 | [5 empty] | = | 62.52
| Top Bar 5/8Ǿ |  |  |  |  | 2 | x | 2 | x | 10 | x | 1.042 | [5 empty] | = | 41.68
| Ring 3/8Ǿ |  |  |  |  | 2 | x | 17 | x | 6.83 | x | 0.376 | [5 empty] | = | 87.3147
Grid (B7-D7)(J7-K7) (B3)
| Bottom Bar 5/8Ǿ |  |  |  |  | 2 | x | 4 | x | 15.5 | x | 1.042 | [5 empty] | = | 129.208
| Top Bar 5/8Ǿ |  |  |  |  | 2 | x | 3 | x | 15.5 | x | 1.042 | [5 empty] | = | 96.906
| Ring 3/8Ǿ |  |  |  |  | 2 | x | 31 | x | 6.83 | x | 0.376 | [5 empty] | = | 159.221
Grid (A8-B8)(K8-L8) (B1)
| Bottom Bar 5/8Ǿ |  |  |  |  | 2 | x | 4 | x | 10 | x | 1.042 | [5 empty] | = | 83.36
| Top Bar 5/8Ǿ |  |  |  |  | 2 | x | 3 | x | 10 | x | 1.042 | [5 empty] | = | 62.52
| Ring 3/8Ǿ |  |  |  |  | 2 | x | 17 | x | 6.83 | x | 0.376 | [5 empty] | = | 87.3147
Grid (D8-F8)(G8-I8) (B3)
| Bottom Bar 5/8Ǿ |  |  |  |  | 2 | x | 4 | x | 32.5 | x | 1.042 | [5 empty] | = | 270.92
| Top Bar 5/8Ǿ |  |  |  |  | 2 | x | 3 | x | 32.5 | x | 1.042 | [5 empty] | = | 203.19
| Ring 3/8Ǿ |  |  |  |  | 2 | x | 28 | x | 6.83 | x | 0.376 | [5 empty] | = | 143.8125
Vertical Beam
Grid (A2-A8)(L2-L8) (B3)
| Bottom Bar 5/8Ǿ |  |  |  |  | 2 | x | 4 | x | 32.5 | x | 1.042 | [5 empty] | = | 270.92
| Top Bar 5/8Ǿ |  |  |  |  | 2 | x | 3 | x | 32.5 | x | 1.042 | [5 empty] | = | 203.19
| Ring 3/8Ǿ |  |  |  |  | 2 | x | 28 | x | 6.83 | x | 0.376 | [5 empty] | = | 143.8125
Grid (B-D-I-K)(5-7) (B4)
| Bottom Bar 5/8Ǿ |  |  |  |  | 4 | x | 5 | x | 19 | x | 1.042 | [5 empty] | = | 395.96
| Top Bar 5/8Ǿ |  |  |  |  | 4 | x | 3 | x | 19 | x | 1.042 | [5 empty] | = | 237.576
| Ring 3/8Ǿ |  |  |  |  | 4 | x | 41 | x | 6.83 | x | 0.376 | [5 empty] | = | 421.1651
Grid (F4-F8)(G4-G8) (B4)
| Bottom Bar 5/8Ǿ |  |  |  |  | 2 | x | 5 | x | 26 | x | 1.042 | [5 empty] | = | 270.92
| Top Bar 5/8Ǿ |  |  |  |  | 2 | x | 3 | x | 26 | x | 1.042 | [5 empty] | = | 162.552
| Ring 3/8Ǿ |  |  |  |  | 2 | x | 58 | x | 6.83 | x | 0.376 | [5 empty] | = | 297.8973
SLAB: -
Grid (A-C) (2-5) (J-L)
| M/Bar | 1/2Ǿ |  |  |  | 2 | x | 26 | x | 14.17 | x | 0.667 | [5 empty] | = | 491.4723
| D/Bar | 1/2Ǿ |  |  |  | 2 | x | 22 | x | 16.33 | x | 0.667 | [5 empty] | = | 479.2528
Top Ent/Bar |  | 1/2Ǿ |  | 2 | x | 2 | x | 22 | x | 5.33 | x | 0.667 | [5 empty] | = | 312.8497
Top D/Bar |  | 1/2Ǿ |  | 2 | x | 2 | x | 8 | x | 13 | x | 0.667 | [5 empty] | = | 277.472
Top Ex/Bar |  | 1/2Ǿ |  | 2 | x | 2 | x | 26 | x | 4.67 | x | 0.667 | [5 empty] | = | 323.9486
Top Ex/Bar |  | 1/2Ǿ |  | 2 | x | 2 | x | 7 | x | 15 | x | 0.667 | [5 empty] | = | 280.14
Chair |  | 1/2Ǿ |  |  |  | 2 | x | 30 | x | 3.75 | x | 0.667 | [5 empty] | = | 150.075
Grid (C-E) (H-J) (3-5)
| M/Bar | 1/2Ǿ |  |  |  | 2 | x | 36 | x | 13.34 | x | 0.667 | [5 empty] | = | 640.6402
| D/Bar | 1/2Ǿ |  |  |  | 2 | x | 20 | x | 22.34 | x | 0.667 | [5 empty] | = | 596.0312
Top Ent/Bar |  | 1/2Ǿ |  | 2 | x | 2 | x | 36 | x | 4.33 | x | 0.667 | [5 empty] | = | 415.8878
Top D/Bar |  | 1/2Ǿ |  | 2 | x | 2 | x | 6 | x | 21 | x | 0.667 | [5 empty] | = | 336.168
Top Ex/Bar |  | 1/2Ǿ |  |  |  | 2 | x | 20 | x | 6.67 | x | 0.667 | [5 empty] | = | 177.9556
Top D/Bar |  | 1/2Ǿ |  |  |  | 2 | x | 10 | x | 12 | x | 0.667 | [5 empty] | = | 160.08
Chair |  | 1/2Ǿ |  |  |  | 2 | x | 35 | x | 3.75 | x | 0.667 | [5 empty] | = | 175.0875
Grid (E-H) (1-3)
| M/Bar | 1/2Ǿ |  |  |  | 2 | x | 16 | x | 9.34 | x | 0.667 | [5 empty] | = | 199.353
| D/Bar | 1/2Ǿ |  |  |  | 2 | x | 13 | x | 9.34 | x | 0.667 | [5 empty] | = | 161.9743
Top Ext/Bar |  | 1/2Ǿ |  | 2 | x | 2 | x | 16 | x | 3 | x | 0.667 | [5 empty] | = | 128.064
Top D/Bar |  | 1/2Ǿ |  | 2 | x | 2 | x | 3 | x | 9 | x | 0.667 | [5 empty] | = | 72.036
Top Ext/Bar |  | 1/2Ǿ |  | 2 | x | 2 | x | 13 | x | 11.34 | x | 0.667 | [5 empty] | = | 393.3166
Top Ext/Bar |  | 1/2Ǿ |  | 1 | x | 2 | x | 26 | x | 11.34 | x | 0.667 | [5 empty] | = | 393.3166
Grid (F-G) (H-J) (3-4)
| M/Bar | 1/2Ǿ |  |  |  | 2 | x | 25 | x | 7.33 | x | 0.667 | [5 empty] | = | 244.4555
| D/Bar | 1/2Ǿ |  |  |  | 2 | x | 12 | x | 4.5 | x | 0.667 | [5 empty] | = | 72.036
Top Ext/Bar |  | 1/2Ǿ |  |  |  | 2 | x | 12 | x | 3 | x | 0.667 | [5 empty] | = | 48.024
Top D/Bar |  | 1/2Ǿ |  |  |  | 2 | x | 4 | x | 6 | x | 0.667 | [5 empty] | = | 32.016
Top Ex/Bar |  | 1/2Ǿ |  |  |  | 1 | x | 12 | x | 5 | x | 0.667 | [5 empty] | = | 40.02
Top Ex/Bar |  | 1/2Ǿ |  |  |  | 1 | x | 8 | x | 6 | x | 0.667 | [5 empty] | = | 32.016
Top Ex/Bar |  | 1/2Ǿ |  |  |  | 1 | x | 25 | x | 4 | x | 0.667 | [5 empty] | = | 66.7
Chair |  | 1/2Ǿ |  |  |  | 1 | x | 30 | x | 3 | x | 0.667 | [5 empty] | = | 60.03
Grid (A-B) (H-C) (5-8)
| M/Bar | 1/2Ǿ |  |  |  | 2 | x | 32 | x | 8.67 | x | 0.667 | [5 empty] | = | 370.105
| D/Bar | 1/2Ǿ |  |  |  | 2 | x | 12 | x | 18 | x | 0.667 | [5 empty] | = | 288.144
Top Ext/Bar |  | 1/2Ǿ |  |  |  | 2 | x | 32 | x | 4 | x | 0.667 | [5 empty] | = | 170.752
Top D/Bar |  | 1/2Ǿ |  |  |  | 2 | x | 6 | x | 15.5 | x | 0.667 | [5 empty] | = | 124.062
Top Ex/Bar |  | 1/2Ǿ |  |  |  | 2 | x | 12 | x | 3.5 | x | 0.667 | [5 empty] | = | 56.028
Top D/Bar |  | 1/2Ǿ |  | 2 | x | 2 | x | 6 | x | 6 | x | 0.667 | [5 empty] | = | 96.048
Top Ex/Bar |  | 1/2Ǿ |  |  |  | 2 | x | 12 | x | 7.5 | x | 0.667 | [5 empty] | = | 120.06
Top D/Bar |  | 1/2Ǿ |  |  |  | 2 | x | 12 | x | 6 | x | 0.667 | [5 empty] | = | 96.048
Chair |  | 1/2Ǿ |  |  |  | 2 | x | 30 | x | 3.5 | x | 0.667 | [5 empty] | = | 140.07
Grid (B-F) (G-K) (5-8)
| M/Bar | 1/2Ǿ |  |  |  | 2 | x | 24 | x | 15.34 | x | 0.667 | [5 empty] | = | 491.1254
| D/Bar | 1/2Ǿ |  |  |  | 2 | x | 24 | x | 15.34 | x | 0.667 | [5 empty] | = | 491.1254
| M/Bar | 1/2Ǿ |  |  |  | 2 | x | 30 | x | 14.34 | x | 0.667 | [5 empty] | = | 573.8868
| D/Bar | 1/2Ǿ |  |  |  | 2 | x | 22 | x | 20.33 | x | 0.667 | [5 empty] | = | 596.6448
Top Ext/Bar |  | 1/2Ǿ |  |  |  | 2 | x | 30 | x | 8.5 | x | 0.667 | [5 empty] | = | 340.17
Top D/Bar |  | 1/2Ǿ |  |  |  | 2 | x | 13 | x | 15 | x | 0.667 | [5 empty] | = | 260.13
Top Ex/Bar |  | 1/2Ǿ |  |  |  | 2 | x | 30 | x | 5.5 | x | 0.667 | [5 empty] | = | 220.11
Top D/Bar |  | 1/2Ǿ |  |  |  | 2 | x | 10 | x | 15 | x | 0.667 | [5 empty] | = | 200.1
Chair |  | 1/2Ǿ |  |  |  | 2 | x | 80 | x | 3.5 | x | 0.667 | [5 empty] | = | 373.52
Stair Case
1st Flight M/Bar |  | 5/8Ǿ |  |  |  | 1 | x | 12 | x | 16.25 | x | 1.042 | [5 empty] | = | 203.19
D/Bar |  | 3/8Ǿ |  |  |  | 1 | x | 27 | x | 5.5 | x | 0.376 | [5 empty] | = | 55.836
D/Bar |  | 3/8Ǿ |  |  |  | 1 | x | 8 | x | 5.5 | x | 0.376 | [5 empty] | = | 16.544
M/Bar |  | 5/8Ǿ |  |  |  | 1 | x | 12 | x | 5.75 | x | 1.042 | [5 empty] | = | 71.898
D/Bar |  | 3/8Ǿ |  |  |  | 1 | x | 10 | x | 5.5 | x | 0.376 | [5 empty] | = | 20.68
Landing M/Bar |  | 5/8Ǿ |  |  |  | 2 | x | 22 | x | 8.5 | x | 1.042 | [5 empty] | = | 389.708
D/Bar |  | 3/8Ǿ |  |  |  | 2 | x | 13 | x | 10.83 | x | 0.376 | [5 empty] | = | 105.8741
2nd Flight M/Bar |  | 5/8Ǿ |  |  |  | 1 | x | 12 | x | 5.75 | x | 1.042 | [5 empty] | = | 71.898
D/Bar |  | 3/8Ǿ |  |  |  | 1 | x | 10 | x | 5.5 | x | 0.376 | [5 empty] | = | 20.68
M/Bar |  | 5/8Ǿ |  |  |  | 1 | x | 12 | x | 16.25 | x | 1.042 | [5 empty] | = | 203.19
D/Bar |  | 3/8Ǿ |  |  |  | 1 | x | 27 | x | 5.5 | x | 0.376 | [5 empty] | = | 55.836
Chair |  | 1/2Ǿ |  |  |  | 2 | x | 50 | x | 3.5 | x | 0.667 | [5 empty] | = | 233.45
Landing Beam
Top/Bottom/Bar |  | 5/8Ǿ |  | 1 | x( | 2 | + | 2 | )x | 12.33 | x | 1.042 | [5 empty] | = | 51.3914
Ring |  | 3/8Ǿ |  |  |  | 1 | x | 23 | x | 4.83 | x | 0.376 | [5 empty] | = | 41.7698
Projection (Chajja)
| W1 M/Bar | 1/2Ǿ |  |  |  | 4 | x | 17 | x | 4.5 | x | 0.667 | [5 empty] | = | 204.102
| D/Bar | 1/2Ǿ |  |  |  | 4 | x | 12 | x | 6.5 | x | 0.667 | [5 empty] | = | 208.104
| W2 M/Bar | 1/2Ǿ |  |  |  | 6 | x | 12 | x | 4.5 | x | 0.667 | [5 empty] | = | 216.108
| D/Bar | 1/2Ǿ |  |  |  | 6 | x | 12 | x | 5.5 | x | 0.667 | [5 empty] | = | 264.132
| W3 M/Bar | 1/2Ǿ |  |  |  | 4 | x | 12 | x | 4.5 | x | 0.667 | [5 empty] | = | 144.072
| D/Bar | 1/2Ǿ |  |  |  | 4 | x | 12 | x | 4.5 | x | 0.667 | [5 empty] | = | 144.072
| W4 M/Bar | 1/2Ǿ |  |  |  | 4 | x | 9 | x | 4.5 | x | 0.667 | [5 empty] | = | 108.054
| D/Bar | 1/2Ǿ |  |  |  | 4 | x | 5 | x | 3.5 | x | 0.667 | [5 empty] | = | 46.69
| V1 M/Bar | 1/2Ǿ |  |  |  | 4 | x | 6 | x | 4.5 | x | 0.667 | [5 empty] | = | 72.036
| D/Bar | 1/2Ǿ |  |  |  | 4 | x | 6 | x | 2.5 | x | 0.667 | [5 empty] | = | 40.02
[16 empty] | Total |  |  | 79737.7552
| Convert in Cwt |  |  | 79737.7552 |  |  | ÷ | 112 | [7 empty] | CWT |  | = | 711.9442
8 | R.C.C work including all labour and materials except the cost of steel reinforcement and its labour for bending and binding which will be paid separately. This Rate also include all kinds of forms: lifting shuttering curing rendering and finishing the exposed surface (i/c screening & washing of shingle). R.C. work in roof, slab, beams cols, rafts, lintels and other structural all respect ratio 1:2:4 (90-lbs) cement 2-cft sand 4-cft shingle 1/8" to 1/4" gauge (S.I.No.15/6-a-i)
Footing
| F1 |  |  | 1 | x | 6 | x | 7.5 | x | 6.5 | x | 1.75 | [5 empty] | = | 511.875
| F2 |  |  | 1 | x | 2 | x | 6.5 | x | 5.5 | x | 1.75 | [5 empty] | = | 125.125
| F3 |  |  | 1 | x | 2 | x | 5 | x | 4 | x | 1.75 | [5 empty] | = | 70
| CF1 |  |  | 1 | x | 2 | x | 35.5 | x | 6 | x | 2 | [5 empty] | = | 852
| CF2 |  |  | 1 | x | 2 | x | 12 | x | 6.5 | x | 2 | [5 empty] | = | 312
| CF3 |  |  | 1 | x | 3 | x | 14.5 | x | 7 | x | 2 | [5 empty] | = | 609
| CF4 |  |  | 1 | x | 1 | x | 23.5 | x | 6 | x | 2 | [5 empty] | = | 282
| RF1 |  |  | 1 | x | 1 | x | 25 | x | 18 | x | 2 | [5 empty] | = | 900
Short Coloumns
| C1 |  |  | 1 | x | 10 | x | 2 | x | 0.83 | x | 4.75 | [5 empty] | = | 78.85
| C2 |  |  | 1 | x | 24 | x | 2 | x | 0.83 | x | 4.5 | [5 empty] | = | 179.28
Plinth Beam
Horizontal Beam
Grid (A2 - C2)(J2 - L2) |  |  |  | 1 | x | 2 | x | 12 | x | 2 | [7 empty] | = | 48
Grid (C3 - E3)(H3 - J3) |  |  |  | 1 | x | 2 | x | 17 | x | 2 | [7 empty] | = | 68
Grid (E1 - H1) | [5 empty] | 1 | x | 17.5 | x | 2 | [7 empty] | = | 35
Grid (F3 - G3)(F4 - G4) |  |  |  | 1 | x | 2 | x | 6.5 | x | 2 | [7 empty] | = | 26
Grid (A5 - F5)(G5 - L5) |  |  |  | 1 | x | 2 | x | 31 | x | 2 | [7 empty] | = | 124
Grid (A6 - B6)(H6 - L6) |  |  |  | 1 | x | 2 | x | 7 | x | 2 | [7 empty] | = | 28
Grid (A7 - B7)(K7 - L7) |  |  |  | 1 | x | 2 | x | 7 | x | 2 | [7 empty] | = | 28
Vertical Beam
Grid (A2 - A7)(L2 - L7) |  |  |  | 1 | x | 2 | x | 29.5 | x | 0.67 | x | 2 | [5 empty] | = | 79.06
Grid (C2 - C5)(J2 - J5) |  |  |  | 1 | x | 2 | x | 14 | x | 0.67 | x | 2 | [5 empty] | = | 37.52
Grid (E1 - E2)(H1 - H2) |  |  |  | 1 | x | 2 | x | 7 | x | 0.67 | x | 2 | [5 empty] | = | 18.76
Grid (F+1 - F+4) | [5 empty] | 1 | x | 12.5 | x | 0.67 | x | 2 | [5 empty] | = | 16.75
Grid (F+) ( G+) |  |  |  | 1 | x | 2 | x | 6.5 | x | 0.67 | x | 2 | [5 empty] | = | 17.42
Grid (B-D-F-G-I-K)(5-7) |  |  |  | 1 | x | 6 | x | 16 | x | 0.67 | x | 2 | [5 empty] | = | 128.64
Super Structure Coloumns
C1 |  |  |  | 1 | x | 34 | x | 2 | x | 0.67 | x | 9 | [5 empty] | = | 410.04
Ground Floor Slab
Horizontal Beam
Grid (A2 - C2)(J2 - L2) | [5 empty] | 2 | x | 12.34 | x | 0.67 | x | 2.5 | [5 empty] | = | 41.339
Grid (C3 - E3)(H3 - J3) | [5 empty] | 2 | x | 17 | x | 0.67 | x | 2.5 | [5 empty] | = | 56.95
Grid (E1 - H1) | [5 empty] | 2 | x | 18.08 | x | 0.67 | x | 2.5 | [5 empty] | = | 60.568
Grid (E3 - H3) | [5 empty] | 2 | x | 18.08 | x | 0.67 | x | 2.5 | [5 empty] | = | 60.568
Grid (A5-F5)(G5-L5) | [5 empty] | 2 | x | 77 | x | 0.67 | x | 2.5 | [5 empty] | = | 257.95
Grid (A6-B6)(K6-L6) | [5 empty] | 2 | x | 6 | x | 0.67 | x | 2.5 | [5 empty] | = | 20.1
Grid (B7 - D7)(I2 - K7) | [5 empty] | 2 | x | 12 | x | 0.67 | x | 2.5 | [5 empty] | = | 40.2
Grid (D8-F8)(H8-I8) | [5 empty] | 2 | x | 11 | x | 0.67 | x | 2.5 | [5 empty] | = | 36.85
Vertical Beam
Grid (A2 - A8)(L2 - L8) | [5 empty] | 2 | x | 29.5 | x | 0.67 | x | 2.5 | [5 empty] | = | 98.825
Grid (C2 - C5)(J2-J5) | [5 empty] | 2 | x | 13 | x | 0.67 | x | 2.5 | [5 empty] | = | 43.55
Grid (E1-E2)(H1-H2) | [5 empty] | 2 | x | 6 | x | 0.67 | x | 2.5 | [5 empty] | = | 20.1
Grid (F-G)(3-4) | [5 empty] | 2 | x | 6 | x | 0.67 | x | 2.5 | [5 empty] | = | 20.1
Grid (B5-B8)(K5 - K8) | [5 empty] | 2 | x | 16 | x | 0.67 | x | 2.5 | [5 empty] | = | 53.6
Grid (D-I)(5-8) | [5 empty] | 2 | x | 12 | x | 0.67 | x | 2.5 | [5 empty] | = | 40.2
Grid (F4-F8)(G4-G8) | [5 empty] | 2 | x | 18 | x | 0.67 | x | 2.5 | [5 empty] | = | 60.3
Slab
Grid (A- C)(J-L)(2-5) | [5 empty] | 2 | x | 14.33 | x | 12.33 | x | 0.5 | [5 empty] | = | 176.6889
Grid (C-F)(G-J)(3-5) | [5 empty] | 2 | x | 17 | x | 11.33 | x | 0.5 | [5 empty] | = | 192.61
Grid (E-H)(1-2) | [5 empty] | 1 | x | 17.5 | x | 7.33 | x | 0.5 | [5 empty] | = | 64.1375
Grid (F+) | [5 empty] | 1 | x | 12.33 | x | 12 | x | 0.5 | [5 empty] | = | 73.98
Grid (A-F)(G-L)(5-8) | [5 empty] | 2 | x | 31.67 | x | 16.33 | x | 0.5 | [5 empty] | = | 517.1711
Gallery | [5 empty] | 2 | x | 10 | x | 5 | x | 0.5 | [5 empty] | = | 50
Stair Case
| 1st Flight |  |  |  |  | 1 | x | 12 | x | 4 | x | 0.5 | [5 empty] | = | 24
| Steps |  |  | 11 | x | 1/2- | x | 4 | x | 1 | x | 0.5 | [5 empty] | = | 11
| Landing |  |  |  |  | 2 | x | 10.33 | x | 4 | x | 0.5 | [5 empty] | = | 41.32
| 2nd Flight |  |  |  |  | 4 | x | 12 | x | 4 | x | 0.5 | [5 empty] | = | 96
| Steps |  |  | 11 | x | 1/.2 | x | 4 | x | 1 | x | 0.5 | [5 empty] | = | 11
Projection (chajja)
W1 |  |  |  | 1 | x | 4 | x | 7 | x | 2 | x | 0.5 | [5 empty] | = | 28
W2 |  |  |  | 1 | x | 4 | x | 5 | x | 2 | x | 0.5 | [5 empty] | = | 20
W3 |  |  |  | 1 | x | 2 | x | 4 | x | 2 | x | 0.5 | [5 empty] | = | 8
W4 |  |  |  | 1 | x | 4 | x | 3 | x | 2 | x | 0.5 | [5 empty] | = | 12
V1 |  |  |  | 1 | x | 4 | x | 3 | x | 2 | x | 0.5 | [5 empty] | = | 12
[16 empty] | Total |  |  | 7234.4275
a | RCC Ratio 1 : 2 : 4 | [14 empty] | Total |  |  | 6566.26
b | RCC Ratio 1 : 1½ : 3 | [14 empty] | Total |  |  | 668.17
9 | Providing and laying 1:3:6 cement concrete solid block masonry set in 1:6 cement mortar in ground floor superstructure in/c: raking out joints and curing etc complete. (S.I.No.18/23).
| Bed Room 1 |  |  | 1 | x | 2 | x | 11 | x | 0.5 | x | 8.75 | [5 empty] | = | 96.25
| "" " |  |  | 1 | x | 2 | x | 13 | x | 0.5 | x | 8.75 | [5 empty] | = | 113.75
| Bed Room 2 |  |  | 1 | x | 2 | x | 12 | x | 0.5 | x | 8.75 | [5 empty] | = | 105
| Living Room |  |  | 1 | x | 2 | x | 11 | x | 0.5 | x | 8.75 | [5 empty] | = | 96.25
| "" |  |  | 1 | x | 2 | x | 15 | x | 0.5 | x | 8.75 | [5 empty] | = | 131.25
| Kitchen |  |  | 1 | x | 2 | x | 8 | x | 0.5 | x | 8.75 | [5 empty] | = | 70
| "" |  |  | 1 | x | 2 | x | 6 | x | 0.5 | x | 8.75 | [5 empty] | = | 52.5
| Store |  |  | 1 | x | 2 | x | 6 | x | 0.5 | x | 8.75 | [5 empty] | = | 52.5
| "" |  |  | 1 | x | 1 | x | 5 | x | 0.5 | x | 8.75 | [5 empty] | = | 21.875
| Lounge |  |  | 1 | x | 2 | x | 17 | x | 0.5 | x | 8.75 | [5 empty] | = | 148.75
| Bath -1 |  |  | 1 | x | 2 | x | 7.25 | x | 0.5 | x | 8.75 | [5 empty] | = | 63.4375
| "" |  |  | 1 | x | 2 | x | 6 | x | 0.5 | x | 8.75 | [5 empty] | = | 52.5
| Bath - 2 |  |  |  |  | 1 | x | 7.25 | x | 0.5 | x | 8.75 | [5 empty] | = | 31.7188
| "" |  |  |  |  | 1 | x | 6 | x | 0.5 | x | 8.75 | [5 empty] | = | 26.25
|  | Gallery |  | 1 | x | 2 | x | 4 | x | 0.5 | x | 4 | [6 empty] | 16
|  |  |  | 1 | x | 1 | x | 9 | x | 0.5 | x | 4 | [6 empty] | 18
Plinth Protection
| Grid (A2-A6) |  |  | 1 | x | 2 | x | 34 | x | 0.5 | x | 3.5 | [5 empty] | = | 119
| Grid (2A-2C) |  |  | 1 | x | 2 | x | 14 | x | 0.5 | x | 3.5 | [5 empty] | = | 49
| Grid (C2-C3)(K2-K3) |  |  | 1 | x | 2 | x | 3 | x | 0.5 | x | 3.5 | [5 empty] | = | 10.5
| Grid (3C-3E)(3H-3K) |  |  | 1 | x | 2 | x | 14.5 | x | 0.5 | x | 3.5 | [5 empty] | = | 50.75
| Grid (E1-E3)(H1-H3) |  |  | 1 | x | 2 | x | 8.5 | x | 0.5 | x | 3.5 | [5 empty] | = | 29.75
| Grid (1E-1H) |  |  |  |  | 1 | x | 18 | x | 0.5 | x | 3.5 | [5 empty] | = | 31.5
| Grid (6A-6C)(6L-6M) |  |  | 1 | x | 2 | x | 11 | x | 0.5 | x | 3.5 | [5 empty] | = | 38.5
| Grid (6B-6D)(6J-6L) |  |  | 1 | x | 2 | x | 13 | x | 0.5 | x | 3.5 | [5 empty] | = | 45.5
| Grid (6D-6F)(6G-6J) |  |  | 1 | x | 2 | x | 12 | x | 0.5 | x | 3.5 | [5 empty] | = | 42
[17 empty] | Total |  | 1512.5312
Deduction
| Coloumn |  |  | 1 | x | 26 | x | 2 | x | 0.5 | x | 8.5 | [5 empty] | = | 221
| D1 |  |  | 1 | x | 3 | x | 3.5 | x | 0.5 | x | 8 | [5 empty] | = | 42
| D2 |  |  | 1 | x | 3 | x | 3 | x | 0.5 | x | 8 | [5 empty] | = | 36
| D3 |  |  | 1 | x | 4 | x | 2.5 | x | 0.5 | x | 8 | [5 empty] | = | 40
| W1 |  |  | 1 | x | 2 | x | 6 | x | 0.5 | x | 4 | [5 empty] | = | 24
| W2 |  |  | 1 | x | 2 | x | 4 | x | 0.5 | x | 4 | [5 empty] | = | 16
| W3 |  |  | 1 | x | 1 | x | 3 | x | 0.5 | x | 4 | [5 empty] | = | 6
| W4 |  |  | 1 | x | 2 | x | 2 | x | 0.5 | x | 4 | [5 empty] | = | 8
| V1 |  |  | 1 | x | 2 | x | 2 | x | 0.5 | x | 1.5 | [5 empty] | = | 3
[17 empty] | Total |  | 396
| Net Qty (A-B) |  | 1512.5312 |  |  |  | - |  | 396 | [6 empty] | Total Qty |  | = | 1116.5312
| 2 No. Flats on Each Floor | [6 empty] | 1116.5312 |  |  | x | 2 |  |  |  | G. Total |  | = | 2233.0625
10 | P/F G.I. frames / chowkhats of size 7"x2" or 4-1/2" x 3" for door using 20 gauge G.I. sheet in/c: welded hinges and fixing at site with necessary holdfast, filling with cement sand slurry of ratio 1:6 and repairing the jambs. The cost also in/c: all carriage tools and plants used in making and fixing (S.I.No.93/29)
| D1 |  |  | 1 | x | 3 | x( | 8 | + | 3.25 | + | 3.25 | + | 3.25 | + | 8 | ) | = | 77.25
| D2 |  |  | 1 | x | 3 | x( | 8 | + | 2.75 | + | 2.75 | + | 2.75 | + | 8 | ) | = | 72.75
| D3 |  |  | 1 | x | 4 | x( | 8 | + | 2.25 | + | 2.25 | + | 2.25 | + | 8 | ) | = | 91
[16 empty] | Total Rft |  |  | 241
| 2 No. Flats on Each Floor | [6 empty] | 241 |  |  | x | 2 |  |  |  | G. Total |  | = | 482
11 | Cement Plaster (1:4) upto 20' height 3/4" thick. (S.I.No.51/11-c)
Ceiling
| Room 1 |  |  | 1 | x | 12 | x | 12 | [9 empty] | = | 144
| Room 2 |  |  | 1 | x | 11 | x | 13 | [9 empty] | = | 143
| Living Room |  |  | 1 | x | 11 | x | 15 | [9 empty] | = | 165
| Lounge |  |  | 1 | x | 17 | x | 10 | [9 empty] | = | 170
|  | Store |  | 1 | x | 5 | x | 6 | [9 empty] | = | 30
|  | Kitchen |  | 1 | x | 8 | x | 6 | [9 empty] | = | 48
|  | Bath -1 |  | 1 | x | 6 | x | 7.25 | [9 empty] | = | 43.5
|  | Bath -2 |  | 1 | x | 6 | x | 7.25 | [9 empty] | = | 43.5
|  | Gallery |  | 1 | x | 9 | x | 4 | [9 empty] | = | 36
Walls
| Room 1 |  |  | 1 | x | 2 | x( | 11 | + | 13 | )x | 10.5 | [5 empty] | = | 504
| Room 2 |  |  | 1 | x | 2 | x( | 12 | + | 12 | )x | 10.5 | [5 empty] | = | 504
| Living Room |  |  | 1 | x | 2 | x( | 11 | + | 15 | )x | 10.5 | [5 empty] | = | 546
| Lounge |  |  | 1 | x | 2 | x( | 17 | + | 10 | )x | 10.5 | [5 empty] | = | 567
| Kitchen |  |  | 1 | x | 2 | x( | 8 | + | 6 | )x | 10.5 | [5 empty] | = | 294
| Store |  |  | 1 | x | 2 | x( | 5 | + | 6 | )x | 10.5 | [5 empty] | = | 231
|  | Bath -1 |  | 1 | x | 2 | x( | 6 | + | 7.25 | )x | 4 | [5 empty] | = | 106
|  | Bath -2 |  | 1 | x | 2 | x( | 6 | + | 7.25 | )x | 4 | [5 empty] | = | 106
|  | Gallery |  | 1 | x | 2 | x | 4 | x | 4.5 | [8 empty] | 36
|  |  |  | 1 | x | 1 | x | 9 | x | 4.5 | [8 empty] | 40.5
[16 empty] | Total (A) |  |  | 3757.5
Deduction
| D1 |  |  | 1 | x | 3 | x | 3.5 | x | 8 | [7 empty] | = | 84
| D2 |  |  | 1 | x | 3 | x | 3 | x | 8 | [7 empty] | = | 72
| D3 |  |  | 1 | x | 4 | x | 2.5 | x | 8 | [7 empty] | = | 80
| W1 |  |  | 1 | x | 2 | x | 6 | x | 4 | [7 empty] | = | 48
| W2 |  |  | 1 | x | 2 | x | 4 | x | 4 | [7 empty] | = | 32
| W3 |  |  | 1 | x | 1 | x | 3 | x | 4 | [7 empty] | = | 12
| W4 |  |  | 1 | x | 2 | x | 2 | x | 4 | [7 empty] | = | 16
| V1 |  |  | 1 | x | 2 | x | 2 | x | 1.5 | [7 empty] | = | 6
[17 empty] | Total (B) |  | 350
Net Qty (A-B ) |  |  | 3757.5 |  |  |  | - |  | 350 | [6 empty] | Total Qty |  | = | 3407.5
| 2 No. Flats on Each Floor | [6 empty] | 3407.5 |  |  | x | 2 |  |  |  | Total (A) |  | = | 6815
12 | Laying white marble flooring fine dressed in the surface without winding set in lime mortar 1:2 in/c rubbing and polishing of the joints.(b) 1" thick. (S.I.No.42/28-b)(1" thick flooring).
|  | Room 1 |  |  |  | 1 | x | 12 | x | 12 | [7 empty] | = | 144
|  | Room 2 |  |  |  | 1 | x | 11 | x | 13 | [7 empty] | = | 143
|  | Living Room |  |  |  | 1 | x | 11 | x | 15 | [7 empty] | = | 165
|  | Lounge |  |  |  | 1 | x | 17 | x | 10 | [7 empty] | = | 170
|  | Store |  |  |  | 1 | x | 5 | x | 6 | [7 empty] | = | 30
|  | Kitchen |  |  |  | 1 | x | 8 | x | 6 | [7 empty] | = | 48
|  | Gallery |  |  |  | 1 | x | 9 | x | 4 | [7 empty] | = | 36
[16 empty] | Total |  |  | 736
| 2 No. Flats on Each Floor | [6 empty] | 736 |  |  | x | 2 |  |  |  | Total (A) |  | = | 1472
Stair Case
|  | Trade |  | 1 | x | 2 | x | 11 | x | 5 | x | 1 | [5 empty] | = | 110
|  | Riser |  | 1 | x | 2 | x | 12 | x | 5 | x | 0.5 | [6 empty] | 60
|  | Landing |  |  |  | 1 | x | 11 | x | 5 | [8 empty] | 55
[17 empty] | Total |  | 225
Net Qty (A+B ) |  |  | 1472 |  |  |  | + |  | 225 | [6 empty] | Total Qty |  | = | 1697
13 | Providing and fixing 3/8" thick marble tiles of approved quality and colour shade size 8" x 4"/6"x4" in dado skirting and facing removal/tucking of existing plaster surface etc over 1/2" thick base of cement mortar 1:3 setting mortar base including filling the joints and washing the tiles with white cement slurry current finishing cleaning and polishing etc complete. (ii) for old work. (S.I.No.48/68-ii).
|  | Room 1 |  | 1 | x | 2 | x( | 12 | + | 12 | )x | 0.5 | [5 empty] | = | 24
|  | Room 2 |  | 1 | x | 2 | x( | 11 | + | 13 | )x | 0.5 | [5 empty] | = | 24
|  | Living Room |  | 1 | x | 2 | x( | 11 | + | 15 | )x | 0.5 | [5 empty] | = | 26
|  | Lounge |  | 1 | x | 2 | x( | 17 | + | 10 | )x | 0.5 | [5 empty] | = | 27
|  | Store |  | 1 | x | 2 | x( | 5 | + | 6 | )x | 0.5 | [5 empty] | = | 11
|  | Galery |  | 1 | x | 2 | x( | 4 | + | 9 | )x | 0.5 | [5 empty] | = | 72
[16 empty] | Total |  | = | 184
Deduction
| D1 |  |  | 1 | x | 3 | x | 3.5 | x | 0.5 | [7 empty] | = | 5.25
| D2 |  |  | 1 | x | 3 | x | 3 | x | 0.5 | [7 empty] | = | 4.5
| D3 |  |  | 1 | x | 4 | x | 2.5 | x | 0.5 | [7 empty] | = | 5
[16 empty] | Total |  | = | 14.75
|  | Net Qty (i-ii) |  |  | 184 |  |  | - |  | 14.75 | [5 empty] | Total |  | = | 169.25
| 2 No. Flats on Each Floor | [6 empty] | 169.25 |  |  | x | 2 |  |  |  | Total (A) |  | = | 338.5
Stairs
|  | 1st Flight |  |  |  | 1 | x | 12 | x | 0.5 | [7 empty] | = | 6
|  | Landng |  | 1 | x( | 5 | + | 11 | + | 5 | )x | 0.5 | [5 empty] | = | 10.5
|  | 2nd Flight |  |  |  | 1 | x | 12 | x | 0.5 | [7 empty] | = | 6
[12 empty] | Total (B) | [5 empty] | = | 22.5
Net Qty (A+B ) |  |  | 338.5 |  |  |  | + |  | 22.5 | [6 empty] | Total Qty |  | = | 361
14 | Laying floors of approved colored glazed tiles 1/4" thick laid in white cement and pigment on a bed of 3/4" thick cement mortar 1:2. (S.I.No.42/25)
|  | Bath Room 1 |  |  |  | 1 | x | 6 | x | 7.25 | [7 empty] | = | 43.5
|  | Bath Room 2 |  |  |  | 1 | x | 6 | x | 7.25 | [7 empty] | = | 43.5
[17 empty] | Total | = | 87
| 2 No. Flats on Each Floor | [6 empty] | 87 |  |  | x | 2 |  |  |  | G. Total |  | = | 174
15 | White glazed tile 1/4" thick dado jointed in white cement and laid over 1:2 cement sand mortar 3/4" thick including finishing.
|  | Bath Room 1 |  | 1 | x | 2 | x( | 6 | + | 7.25 | )x | 4 | [5 empty] | = | 106
|  | Bath Room 2 |  | 1 | x | 2 | x( | 6 | + | 7.25 | )x | 4 | [5 empty] | = | 106
|  | Kitchen |  | 1 | x | 2 | x( | 8 | + | 6 | )x | 4 | [5 empty] | = | 112
[16 empty] | Total (A) |  | = | 324
Deduction
|  |  |  | 1 | x | 2 | x | 2.5 | x | 4 | [7 empty] | = | 20
[6 empty] | 1 | x | 2.5 | x | 4 | [7 empty] | = | 10
[6 empty] | 1 | x | 3 | x | 2 | [7 empty] | = | 6
[16 empty] | Total (B) |  | = | 36
| Net Qty (A - B) |  |  |  | 324 |  |  | - |  | 36 | [5 empty] | Total |  | = | 288
| 2 No. Flats on Each Floor | [6 empty] | 288 |  |  | x | 2 |  |  |  | G. Total |  | = | 576
16 | Providing and fixing in position doors windows and ventilators of 1st class deodar wood frames and 1-3/4" thick commercial ply veneer shutter of 1st class deodar skeletion (Hollow) and commercial ply wood (3-ply) on both side in/c: holdfast, hinges, iron tower bolts handles and cleats with cross and one mort ice lock and hook (S.I.no.58/9)(without chokhats).
| D1 |  |  | 1 | x | 3 | x | 3.25 | x | 6.75 | [7 empty] | = | 65.8125
| V |  |  | 1 | x | 3 | x | 3.25 | x | 0.92 | [7 empty] | = | 8.97
| D2 |  |  | 1 | x | 3 | x | 2.75 | x | 6.75 | [7 empty] | = | 55.6875
| V |  |  | 1 | x | 3 | x | 2.75 | x | 0.92 | [7 empty] | = | 7.59
| D3 |  |  | 1 | x | 4 | x | 2.25 | x | 6.75 | [7 empty] | = | 60.75
| V |  |  | 1 | x | 4 | x | 2.25 | x | 0.92 | [7 empty] | = | 8.28
[16 empty] | Total |  |  | 207.09
| 2 No. Flats on Each Floor | [6 empty] | 207.09 |  |  | x | 2 |  |  |  | G. Total |  | = | 414.18
17 | Supply and fixing in position aluminum channel framing for sliding window ventilators of alcop made with 5 mm thick thinned glass glazed (Belgium) and aluminum fly screen in'/c: handles stopper and locking arragement etc complete. (Deluxe model boronze)(S.I.No.107/84-b).
| W1 |  |  | 1 | x | 2 | x | 6 | x | 4 | [7 empty] | = | 48
| W2 |  |  | 1 | x | 3 | x | 4 | x | 4 | [7 empty] | = | 48
| W3 |  |  | 1 | x | 2 | x | 3 | x | 4 | [7 empty] | = | 24
| W4 |  |  | 1 | x | 2 | x | 2 | x | 4 | [7 empty] | = | 16
| V1 |  |  | 1 | x | 2 | x | 2 | x | 1.5 | [7 empty] | = | 6
[17 empty] | Total |  | 142
| 2 No. Flats on Each Floor | [6 empty] | 142 |  |  | x | 2 |  |  |  | G. Total |  | = | 284
18 | Primary coat of chalk under distemper. (S.I.No.61/25)
Ceiling
|  | Room 1 |  |  |  | 1 | x | 12 | x | 12 | [7 empty] | = | 144
|  | Room 2 |  |  |  | 1 | x | 11 | x | 13 | [7 empty] | = | 143
|  | Living Room |  |  |  | 1 | x | 11 | x | 15 | [7 empty] | = | 165
|  | Lounge |  |  |  | 1 | x | 17 | x | 10 | [7 empty] | = | 170
|  | Store |  |  |  | 1 | x | 5 | x | 6 | [7 empty] | = | 30
|  | Kitchen |  |  |  | 1 | x | 8 | x | 6 | [7 empty] | = | 48
|  | Gallery |  |  |  | 1 | x | 9 | x | 4 | [7 empty] | = | 36
| Bath-1 |  |  |  |  | 1 | x | 7.25 | x | 6 | [7 empty] | = | 43.5
| Bath-2 |  |  |  |  | 1 | x | 7.25 | x | 6 | [7 empty] | = | 43.5
Walls
| Room 1 |  |  | 1 | x | 2 | x( | 11 | + | 13 | )x | 10.5 | [5 empty] | = | 504
| Room 2 |  |  | 1 | x | 2 | x( | 12 | + | 12 | )x | 10.5 | [5 empty] | = | 504
| Living Room |  |  | 1 | x | 2 | x( | 11 | + | 15 | )x | 10.5 | [5 empty] | = | 546
| Lounge |  |  | 1 | x | 2 | x( | 17 | + | 10 | )x | 10.5 | [5 empty] | = | 567
| Kitchen |  |  | 1 | x | 2 | x( | 8 | + | 6 | )x | 10.5 | [5 empty] | = | 294
| Store |  |  | 1 | x | 2 | x( | 5 | + | 6 | )x | 10.5 | [5 empty] | = | 231
|  | Gallery |  |  |  | 1 | x | 9 | x | 4.5 | [7 empty] | = | 40.5
|  | "" |  | 1 | x | 2 | x | 4 | x | 4.5 | [8 empty] | 36
| Bath-1 |  |  | 1 | x | 2 | x( | 6 | + | 7.25 | )x | 4 | [5 empty] | = | 106
| Bath-2 |  |  | 1 | x | 2 | x( | 6 | + | 7.25 | )x | 4 | [5 empty] | = | 106
[16 empty] | Total (A) |  |  | 3757.5
Deduction
| D1 |  |  | 1 | x | 3 | x | 3.5 | x | 8 | [7 empty] | = | 84
| D2 |  |  | 1 | x | 3 | x | 3 | x | 8 | [7 empty] | = | 72
| D3 |  |  | 1 | x | 4 | x | 2.5 | x | 8 | [7 empty] | = | 80
| W1 |  |  | 1 | x | 2 | x | 6 | x | 4 | [7 empty] | = | 48
| W2 |  |  | 1 | x | 2 | x | 4 | x | 4 | [7 empty] | = | 32
| W3 |  |  | 1 | x | 1 | x | 3 | x | 4 | [7 empty] | = | 12
| W4 |  |  | 1 | x | 2 | x | 2 | x | 4 | [7 empty] | = | 16
| V1 |  |  | 1 | x | 2 | x | 2 | x | 1.5 | [7 empty] | = | 6
[17 empty] | Total (B) |  | 350
Net Qty (A-B ) |  |  | 3757.5 |  |  |  | - |  | 350 | [6 empty] | Total Qty |  | = | 3407.5
| 2 No. Flats on Each Floor | [6 empty] | 3407.5 |  |  | x | 2 |  |  |  | G. Total |  | = | 6815
19 | Distempering in three coats.(S.I.No.54/24-a+b+c).
Ceiling
|  | Room 1 |  |  |  | 1 | x | 12 | x | 12 | [7 empty] | = | 144
|  | Room 2 |  |  |  | 1 | x | 11 | x | 13 | [7 empty] | = | 143
|  | Living Room |  |  |  | 1 | x | 11 | x | 15 | [7 empty] | = | 165
|  | Lounge |  |  |  | 1 | x | 17 | x | 10 | [7 empty] | = | 170
|  | Store |  |  |  | 1 | x | 5 | x | 6 | [7 empty] | = | 30
|  | Kitchen |  |  |  | 1 | x | 8 | x | 6 | [7 empty] | = | 48
|  | Gallery |  |  |  | 1 | x | 9 | x | 4 | [7 empty] | = | 36
| Bath-1 |  |  |  |  | 1 | x | 7.25 | x | 6 | [7 empty] | = | 43.5
| Bath-2 |  |  |  |  | 1 | x | 7.25 | x | 6 | [7 empty] | = | 43.5
Walls
| Room 1 |  |  | 1 | x | 2 | x( | 11 | + | 13 | )x | 10.5 | [5 empty] | = | 504
| Room 2 |  |  | 1 | x | 2 | x( | 12 | + | 12 | )x | 10.5 | [5 empty] | = | 504
| Living Room |  |  | 1 | x | 2 | x( | 11 | + | 15 | )x | 10.5 | [5 empty] | = | 546
| Lounge |  |  | 1 | x | 2 | x( | 17 | + | 10 | )x | 10.5 | [5 empty] | = | 567
| Kitchen |  |  | 1 | x | 2 | x( | 8 | + | 6 | )x | 10.5 | [5 empty] | = | 294
| Store |  |  | 1 | x | 2 | x( | 5 | + | 6 | )x | 10.5 | [5 empty] | = | 231
|  | Gallery |  |  |  | 1 | x | 9 | x | 4.5 | [7 empty] | = | 40.5
|  | "" |  | 1 | x | 2 | x | 4 | x | 4.5 | [8 empty] | 36
| Bath-1 |  |  | 1 | x | 2 | x( | 6 | + | 7.25 | )x | 4 | [5 empty] | = | 106
| Bath-2 |  |  | 1 | x | 2 | x( | 6 | + | 7.25 | )x | 4 | [5 empty] | = | 106
[16 empty] | Total (A) |  |  | 3757.5
Deduction
| D1 |  |  | 1 | x | 3 | x | 3.5 | x | 8 | [7 empty] | = | 84
| D2 |  |  | 1 | x | 3 | x | 3 | x | 8 | [7 empty] | = | 72
| D3 |  |  | 1 | x | 4 | x | 2.5 | x | 8 | [7 empty] | = | 80
| W1 |  |  | 1 | x | 2 | x | 6 | x | 4 | [7 empty] | = | 48
| W2 |  |  | 1 | x | 2 | x | 4 | x | 4 | [7 empty] | = | 32
| W3 |  |  | 1 | x | 1 | x | 3 | x | 4 | [7 empty] | = | 12
| W4 |  |  | 1 | x | 2 | x | 2 | x | 4 | [7 empty] | = | 16
| V1 |  |  | 1 | x | 2 | x | 2 | x | 1.5 | [7 empty] | = | 6
[17 empty] | Total (B) |  | 350
Net Qty (A-B ) |  |  | 3757.5 |  |  |  | - |  | 350 | [6 empty] | Total Qty |  | = | 3407.5
| 2 No. Flats on Each Floor | [6 empty] | 3407.5 |  |  | x | 2 |  |  |  | G. Total |  | = | 6815
20 | Painting new surface preparing surface painting doors and window any type (three coats) (S.I.No.70/5-c-ii).
| D1 |  |  |  |  | 3 | x | 2 | x | 3.25 | x | 6.75 | [5 empty] | = | 131.625
| V |  |  |  |  | 3 | x | 2 | x | 3.25 | x | 0.92 | [5 empty] | = | 17.94
| D2 |  |  |  |  | 3 | x | 2 | x | 2.75 | x | 6.75 | [5 empty] | = | 111.375
| V |  |  |  |  | 3 | x | 2 | x | 2.75 | x | 0.92 | [5 empty] | = | 15.18
| D3 |  |  |  |  | 4 | x | 2 | x | 2.25 | x | 6.75 | [5 empty] | = | 121.5
| V |  |  |  |  | 4 | x | 2 | x | 2.25 | x | 0.92 | [5 empty] | = | 16.56
[16 empty] | Total |  |  | 414.18
| 2 No. Flats on Each Floor | [6 empty] | 414.18 |  |  | x | 2 |  |  |  | G. Total |  | = | 828.36
FIRST FLOOR
1 | Fabrication of M.S reinforcement for cement concrete including cutting, bending, laying in position making joints and fastening including cost of binding wire (also includes removal of rust from bars (a) using of tor hars. (S.i.No.16/18-b)
Super Structure Coloumns
| C1 M/Bar 3/4Ǿ |  |  | 1 | x | 4 | x | 34 | x | 14.5 | x | 1.502 | [5 empty] | = | 2961.944
| M/Bar 5/8Ǿ |  |  | 1 | x | 8 | x | 34 | x | 14.5 | x | 1.042 | [5 empty] | = | 4109.648
| Ring 3/8Ǿ |  |  | 1 | x | 34 | x | (32+32) | x | 4.33 | x | 0.376 | [5 empty] | = | 3542.7021
| Ring 3/8Ǿ |  |  | 1 | x | 34 | x | 32 | x | 1.08 | x | 0.376 | [5 empty] | = | 441.815
Horizontal Beam (SLAB)
Grid (A2-C2)(J2-C2) (B3)
| Bottom Bar 5/8Ǿ |  |  |  |  | 2 | x | 4 | x | 14.5 | x | 1.042 | [5 empty] | = | 120.872
| Top Bar 5/8Ǿ |  |  |  |  | 2 | x | 3 | x | 14.5 | x | 1.042 | [5 empty] | = | 90.654
| Ring 3/8Ǿ |  |  |  |  | 2 | x | 28 | x | 6.83 | x | 0.376 | [5 empty] | = | 143.8125
Grid (C3-E3)(H3-J3) (B3)
| Bottom Bar 5/8Ǿ |  |  |  |  | 2 | x | 4 | x | 21.5 | x | 1.042 | [5 empty] | = | 179.224
| Top Bar 5/8Ǿ |  |  |  |  | 2 | x | 3 | x | 21.5 | x | 1.042 | [5 empty] | = | 134.418
| Ring 3/8Ǿ |  |  |  |  | 2 | x | 43 | x | 6.83 | x | 0.376 | [5 empty] | = | 220.8549
Grid (E1-H1)
| Bottom Bar 5/8Ǿ |  |  |  |  | 1 | x | 4 | x | 20.5 | x | 1.042 | [5 empty] | = | 85.444
| Top Bar 5/8Ǿ |  |  |  |  | 1 | x | 3 | x | 20.5 | x | 1.042 | [5 empty] | = | 64.083
| Ring 3/8Ǿ |  |  |  |  | 1 | x | 44 | x | 6.83 | x | 0.376 | [5 empty] | = | 112.9955
Grid (E3-H3) (B4)
| Bottom Bar 5/8Ǿ |  |  |  |  | 1 | x | 5 | x | 22.5 | x | 1.042 | [5 empty] | = | 117.225
| Top Bar 5/8Ǿ |  |  |  |  | 1 | x | 3 | x | 22.5 | x | 1.042 | [5 empty] | = | 70.335
| Ring 3/8Ǿ |  |  |  |  | 1 | x | 44 | x | 6.83 | x | 0.376 | [5 empty] | = | 112.9955
Grid (F+ ) (B2)
| Bottom Bar 5/8Ǿ |  |  |  |  | 1 | x | 3 | x | 14.5 | x | 1.042 | [5 empty] | = | 45.327
| Top Bar 5/8Ǿ |  |  |  |  | 1 | x | 2 | x | 14.5 | x | 1.042 | [5 empty] | = | 30.218
| Ring 3/8Ǿ |  |  |  |  | 1 | x | 30 | x | 6.83 | x | 0.376 | [5 empty] | = | 77.0424
Grid (A5-F2) (G5- L5)(B4)
| Bottom Bar 5/8Ǿ |  |  |  |  | 2 | x | 5 | x( | 46 | + | 34 | )x | 1.042 |  |  |  | = | 833.6
| Top Bar 5/8Ǿ |  |  |  |  | 2 | x | 3 | x( | 46 | + | 34 | )x | 1.042 |  |  |  | = | 500.16
| Ring 3/8Ǿ |  |  |  |  | 1 | x | 176 | x | 4.83 | x | 0.376 | [5 empty] | = | 319.6301
Grid (E3-H3) (B4)
| Bottom Bar 5/8Ǿ |  |  |  |  | 1 | x | 4 | x | 18.5 | x | 1.042 | [5 empty] | = | 77.108
| Top Bar 5/8Ǿ |  |  |  |  | 1 | x | 3 | x | 18.5 | x | 1.042 | [5 empty] | = | 57.831
| Ring 3/8Ǿ |  |  |  |  | 1 | x | 40 | x | 4.83 | x | 0.376 | [5 empty] | = | 72.6432
Grid (A6-B6)(K6-L6) (B1)
| Bottom Bar 5/8Ǿ |  |  |  |  | 2 | x | 3 | x | 10 | x | 1.042 | [5 empty] | = | 62.52
| Top Bar 5/8Ǿ |  |  |  |  | 2 | x | 2 | x | 10 | x | 1.042 | [5 empty] | = | 41.68
| Ring 3/8Ǿ |  |  |  |  | 2 | x | 17 | x | 6.83 | x | 0.376 | [5 empty] | = | 87.3147
Grid (B7-D7)(J7-K7) (B3)
| Bottom Bar 5/8Ǿ |  |  |  |  | 2 | x | 4 | x | 15.5 | x | 1.042 | [5 empty] | = | 129.208
| Top Bar 5/8Ǿ |  |  |  |  | 2 | x | 3 | x | 15.5 | x | 1.042 | [5 empty] | = | 96.906
| Ring 3/8Ǿ |  |  |  |  | 2 | x | 31 | x | 6.83 | x | 0.376 | [5 empty] | = | 159.221
Grid (A8-B8)(K8-L8) (B1)
| Bottom Bar 5/8Ǿ |  |  |  |  | 2 | x | 4 | x | 10 | x | 1.042 | [5 empty] | = | 83.36
| Top Bar 5/8Ǿ |  |  |  |  | 2 | x | 3 | x | 10 | x | 1.042 | [5 empty] | = | 62.52
| Ring 3/8Ǿ |  |  |  |  | 2 | x | 17 | x | 6.83 | x | 0.376 | [5 empty] | = | 87.3147
Grid (D8-F8)(G8-I8) (B3)
| Bottom Bar 5/8Ǿ |  |  |  |  | 2 | x | 4 | x | 32.5 | x | 1.042 | [5 empty] | = | 270.92
| Top Bar 5/8Ǿ |  |  |  |  | 2 | x | 3 | x | 32.5 | x | 1.042 | [5 empty] | = | 203.19
| Ring 3/8Ǿ |  |  |  |  | 2 | x | 28 | x | 6.83 | x | 0.376 | [5 empty] | = | 143.8125
Vertical Beam
Grid (A2-A8)(L2-L8) (B3)
| Bottom Bar 5/8Ǿ |  |  |  |  | 2 | x | 4 | x | 32.5 | x | 1.042 | [5 empty] | = | 270.92
| Top Bar 5/8Ǿ |  |  |  |  | 2 | x | 3 | x | 32.5 | x | 1.042 | [5 empty] | = | 203.19
| Ring 3/8Ǿ |  |  |  |  | 2 | x | 28 | x | 6.83 | x | 0.376 | [5 empty] | = | 143.8125
Grid (B-D-I-K)(5-7) (B4)
| Bottom Bar 5/8Ǿ |  |  |  |  | 4 | x | 5 | x | 19 | x | 1.042 | [5 empty] | = | 395.96
| Top Bar 5/8Ǿ |  |  |  |  | 4 | x | 3 | x | 19 | x | 1.042 | [5 empty] | = | 237.576
| Ring 3/8Ǿ |  |  |  |  | 4 | x | 41 | x | 6.83 | x | 0.376 | [5 empty] | = | 421.1651
Grid (F4-F8)(G4-G8) (B4)
| Bottom Bar 5/8Ǿ |  |  |  |  | 2 | x | 5 | x | 26 | x | 1.042 | [5 empty] | = | 270.92
| Top Bar 5/8Ǿ |  |  |  |  | 2 | x | 3 | x | 26 | x | 1.042 | [5 empty] | = | 162.552
| Ring 3/8Ǿ |  |  |  |  | 2 | x | 58 | x | 6.83 | x | 0.376 | [5 empty] | = | 297.8973
SLAB: -
Grid (A-C) (2-5) (J-L)
| M/Bar | 1/2Ǿ |  |  |  | 2 | x | 26 | x | 14.17 | x | 0.667 | [5 empty] | = | 491.4723
| D/Bar | 1/2Ǿ |  |  |  | 2 | x | 22 | x | 16.33 | x | 0.667 | [5 empty] | = | 479.2528
Top Ent/Bar |  | 1/2Ǿ |  | 2 | x | 2 | x | 22 | x | 5.33 | x | 0.667 | [5 empty] | = | 312.8497
Top D/Bar |  | 1/2Ǿ |  | 2 | x | 2 | x | 8 | x | 13 | x | 0.667 | [5 empty] | = | 277.472
Top Ex/Bar |  | 1/2Ǿ |  | 2 | x | 2 | x | 26 | x | 4.67 | x | 0.667 | [5 empty] | = | 323.9486
Top Ex/Bar |  | 1/2Ǿ |  | 2 | x | 2 | x | 7 | x | 15 | x | 0.667 | [5 empty] | = | 280.14
Chair |  | 1/2Ǿ |  |  |  | 2 | x | 30 | x | 3.75 | x | 0.667 | [5 empty] | = | 150.075
Grid (C-E) (H-J) (3-5)
| M/Bar | 1/2Ǿ |  |  |  | 2 | x | 36 | x | 13.34 | x | 0.667 | [5 empty] | = | 640.6402
| D/Bar | 1/2Ǿ |  |  |  | 2 | x | 20 | x | 22.34 | x | 0.667 | [5 empty] | = | 596.0312
Top Ent/Bar |  | 1/2Ǿ |  | 2 | x | 2 | x | 36 | x | 4.33 | x | 0.667 | [5 empty] | = | 415.8878
Top D/Bar |  | 1/2Ǿ |  | 2 | x | 2 | x | 6 | x | 21 | x | 0.667 | [5 empty] | = | 336.168
Top Ex/Bar |  | 1/2Ǿ |  |  |  | 2 | x | 20 | x | 6.67 | x | 0.667 | [5 empty] | = | 177.9556
Top D/Bar |  | 1/2Ǿ |  |  |  | 2 | x | 10 | x | 12 | x | 0.667 | [5 empty] | = | 160.08
Chair |  | 1/2Ǿ |  |  |  | 2 | x | 35 | x | 3.75 | x | 0.667 | [5 empty] | = | 175.0875
Grid (E-H) (1-3)
| M/Bar | 1/2Ǿ |  |  |  | 2 | x | 16 | x | 9.34 | x | 0.667 | [5 empty] | = | 199.353
| D/Bar | 1/2Ǿ |  |  |  | 2 | x | 13 | x | 9.34 | x | 0.667 | [5 empty] | = | 161.9743
Top Ext/Bar |  | 1/2Ǿ |  | 2 | x | 2 | x | 16 | x | 3 | x | 0.667 | [5 empty] | = | 128.064
Top D/Bar |  | 1/2Ǿ |  | 2 | x | 2 | x | 3 | x | 9 | x | 0.667 | [5 empty] | = | 72.036
Top Ext/Bar |  | 1/2Ǿ |  | 2 | x | 2 | x | 13 | x | 11.34 | x | 0.667 | [5 empty] | = | 393.3166
Top Ext/Bar |  | 1/2Ǿ |  | 1 | x | 2 | x | 26 | x | 11.34 | x | 0.667 | [5 empty] | = | 393.3166
Grid (F-G) (H-J) (3-4)
| M/Bar | 1/2Ǿ |  |  |  | 2 | x | 25 | x | 7.33 | x | 0.667 | [5 empty] | = | 244.4555
| D/Bar | 1/2Ǿ |  |  |  | 2 | x | 12 | x | 4.5 | x | 0.667 | [5 empty] | = | 72.036
Top Ext/Bar |  | 1/2Ǿ |  |  |  | 2 | x | 12 | x | 3 | x | 0.667 | [5 empty] | = | 48.024
Top D/Bar |  | 1/2Ǿ |  |  |  | 2 | x | 4 | x | 6 | x | 0.667 | [5 empty] | = | 32.016
Top Ex/Bar |  | 1/2Ǿ |  |  |  | 1 | x | 12 | x | 5 | x | 0.667 | [5 empty] | = | 40.02
Top Ex/Bar |  | 1/2Ǿ |  |  |  | 1 | x | 8 | x | 6 | x | 0.667 | [5 empty] | = | 32.016
Top Ex/Bar |  | 1/2Ǿ |  |  |  | 1 | x | 25 | x | 4 | x | 0.667 | [5 empty] | = | 66.7
Chair |  | 1/2Ǿ |  |  |  | 1 | x | 30 | x | 3 | x | 0.667 | [5 empty] | = | 60.03
Grid (A-B) (H-C) (5-8)
| M/Bar | 1/2Ǿ |  |  |  | 2 | x | 32 | x | 8.67 | x | 0.667 | [5 empty] | = | 370.105
| D/Bar | 1/2Ǿ |  |  |  | 2 | x | 12 | x | 18 | x | 0.667 | [5 empty] | = | 288.144
Top Ext/Bar |  | 1/2Ǿ |  |  |  | 2 | x | 32 | x | 4 | x | 0.667 | [5 empty] | = | 170.752
Top D/Bar |  | 1/2Ǿ |  |  |  | 2 | x | 6 | x | 15.5 | x | 0.667 | [5 empty] | = | 124.062
Top Ex/Bar |  | 1/2Ǿ |  |  |  | 2 | x | 12 | x | 3.5 | x | 0.667 | [5 empty] | = | 56.028
Top D/Bar |  | 1/2Ǿ |  | 2 | x | 2 | x | 6 | x | 6 | x | 0.667 | [5 empty] | = | 96.048
Top Ex/Bar |  | 1/2Ǿ |  |  |  | 2 | x | 12 | x | 7.5 | x | 0.667 | [5 empty] | = | 120.06
Top D/Bar |  | 1/2Ǿ |  |  |  | 2 | x | 12 | x | 6 | x | 0.667 | [5 empty] | = | 96.048
Chair |  | 1/2Ǿ |  |  |  | 2 | x | 30 | x | 3.5 | x | 0.667 | [5 empty] | = | 140.07
Grid (B-F) (G-K) (5-8)
| M/Bar | 1/2Ǿ |  |  |  | 2 | x | 24 | x | 15.34 | x | 0.667 | [5 empty] | = | 491.1254
| D/Bar | 1/2Ǿ |  |  |  | 2 | x | 24 | x | 15.34 | x | 0.667 | [5 empty] | = | 491.1254
| M/Bar | 1/2Ǿ |  |  |  | 2 | x | 30 | x | 14.34 | x | 0.667 | [5 empty] | = | 573.8868
| D/Bar | 1/2Ǿ |  |  |  | 2 | x | 22 | x | 20.33 | x | 0.667 | [5 empty] | = | 596.6448
Top Ext/Bar |  | 1/2Ǿ |  |  |  | 2 | x | 30 | x | 8.5 | x | 0.667 | [5 empty] | = | 340.17
Top D/Bar |  | 1/2Ǿ |  |  |  | 2 | x | 13 | x | 15 | x | 0.667 | [5 empty] | = | 260.13
Top Ex/Bar |  | 1/2Ǿ |  |  |  | 2 | x | 30 | x | 5.5 | x | 0.667 | [5 empty] | = | 220.11
Top D/Bar |  | 1/2Ǿ |  |  |  | 2 | x | 10 | x | 15 | x | 0.667 | [5 empty] | = | 200.1
Chair |  | 1/2Ǿ |  |  |  | 2 | x | 80 | x | 3.5 | x | 0.667 | [5 empty] | = | 373.52
Stair Case
1st Flight M/Bar |  | 5/8Ǿ |  |  |  | 1 | x | 12 | x | 16.25 | x | 1.042 | [5 empty] | = | 203.19
D/Bar |  | 3/8Ǿ |  |  |  | 1 | x | 27 | x | 5.5 | x | 0.376 | [5 empty] | = | 55.836
D/Bar |  | 3/8Ǿ |  |  |  | 1 | x | 8 | x | 5.5 | x | 0.376 | [5 empty] | = | 16.544
M/Bar |  | 5/8Ǿ |  |  |  | 1 | x | 12 | x | 5.75 | x | 1.042 | [5 empty] | = | 71.898
D/Bar |  | 3/8Ǿ |  |  |  | 1 | x | 10 | x | 5.5 | x | 0.376 | [5 empty] | = | 20.68
Landing M/Bar |  | 5/8Ǿ |  |  |  | 2 | x | 22 | x | 8.5 | x | 1.042 | [5 empty] | = | 389.708
D/Bar |  | 3/8Ǿ |  |  |  | 2 | x | 13 | x | 10.83 | x | 0.376 | [5 empty] | = | 105.8741
2nd Flight M/Bar |  | 5/8Ǿ |  |  |  | 1 | x | 12 | x | 5.75 | x | 1.042 | [5 empty] | = | 71.898
D/Bar |  | 3/8Ǿ |  |  |  | 1 | x | 10 | x | 5.5 | x | 0.376 | [5 empty] | = | 20.68
M/Bar |  | 5/8Ǿ |  |  |  | 1 | x | 12 | x | 16.25 | x | 1.042 | [5 empty] | = | 203.19
D/Bar |  | 3/8Ǿ |  |  |  | 1 | x | 27 | x | 5.5 | x | 0.376 | [5 empty] | = | 55.836
Chair |  | 1/2Ǿ |  |  |  | 2 | x | 50 | x | 3.5 | x | 0.667 | [5 empty] | = | 233.45
Landing Beam
Top/Bottom/Bar |  | 5/8Ǿ |  | 1 | x( | 2 | + | 2 | )x | 12.33 | x | 1.042 | [5 empty] | = | 51.3914
Ring |  | 3/8Ǿ |  |  |  | 1 | x | 23 | x | 4.83 | x | 0.376 | [5 empty] | = | 41.7698
Projection (Chajja)
| W1 M/Bar | 1/2Ǿ |  |  |  | 4 | x | 17 | x | 4.5 | x | 0.667 | [5 empty] | = | 204.102
| D/Bar | 1/2Ǿ |  |  |  | 4 | x | 12 | x | 6.5 | x | 0.667 | [5 empty] | = | 208.104
| W2 M/Bar | 1/2Ǿ |  |  |  | 6 | x | 12 | x | 4.5 | x | 0.667 | [5 empty] | = | 216.108
| D/Bar | 1/2Ǿ |  |  |  | 6 | x | 12 | x | 5.5 | x | 0.667 | [5 empty] | = | 264.132
| W3 M/Bar | 1/2Ǿ |  |  |  | 4 | x | 12 | x | 4.5 | x | 0.667 | [5 empty] | = | 144.072
| D/Bar | 1/2Ǿ |  |  |  | 4 | x | 12 | x | 4.5 | x | 0.667 | [5 empty] | = | 144.072
| W4 M/Bar | 1/2Ǿ |  |  |  | 4 | x | 9 | x | 4.5 | x | 0.667 | [5 empty] | = | 108.054
| D/Bar | 1/2Ǿ |  |  |  | 4 | x | 5 | x | 3.5 | x | 0.667 | [5 empty] | = | 46.69
| V1 M/Bar | 1/2Ǿ |  |  |  | 4 | x | 6 | x | 4.5 | x | 0.667 | [5 empty] | = | 72.036
| D/Bar | 1/2Ǿ |  |  |  | 4 | x | 6 | x | 2.5 | x | 0.667 | [5 empty] | = | 40.02
[16 empty] | Total |  |  | 33112.4253
| Convert in Cwt |  |  | 33112.4253 |  |  | ÷ | 112 | [7 empty] | CWT |  | = | 295.6467
2 | Extra Labour for lifting of steel above first floor for every additional floor (S.I. 29/P-19)
| Quantity Same As Above Item | [14 empty] | CWT |  | = | 295.6467
3 | R.C.C work including all labour and materials except the cost of steel reinforcement and its labour for bending and binding which will be paid separately. This Rate also include all kinds of forms: lifting shuttering curing rendering and finishing the exposed surface (i/c screening & washing of shingle). R.C. work in roof, slab, beams cols, rafts, lintels and other structural all respect ratio 1:2:4 (90-lbs) cement 2-cft sand 4-cft shingle 1/8" to 1/4" gauge (S.I.No.15/6-a-i)
Super Structure Coloumns
C1 |  |  |  | 1 | x | 34 | x | 2 | x | 0.67 | x | 9 | [5 empty] | = | 410.04
Horizontal Beam
Grid (A2 - C2)(J2 - L2) | [5 empty] | 2 | x | 12.34 | x | 0.67 | x | 2.5 | [5 empty] | = | 41.339
Grid (C3 - E3)(H3 - J3) | [5 empty] | 2 | x | 17 | x | 0.67 | x | 2.5 | [5 empty] | = | 56.95
Grid (E1 - H1) | [5 empty] | 2 | x | 18.08 | x | 0.67 | x | 2.5 | [5 empty] | = | 60.568
Grid (E3 - H3) | [5 empty] | 2 | x | 18.08 | x | 0.67 | x | 2.5 | [5 empty] | = | 60.568
Grid (A5-F5)(G5-L5) | [5 empty] | 2 | x | 77 | x | 0.67 | x | 2.5 | [5 empty] | = | 257.95
Grid (A6-B6)(K6-L6) | [5 empty] | 2 | x | 6 | x | 0.67 | x | 2.5 | [5 empty] | = | 20.1
Grid (B7 - D7)(I2 - K7) | [5 empty] | 2 | x | 12 | x | 0.67 | x | 2.5 | [5 empty] | = | 40.2
Grid (D8-F8)(H8-I8) | [5 empty] | 2 | x | 11 | x | 0.67 | x | 2.5 | [5 empty] | = | 36.85
Vertical Beam
Grid (A2 - A8)(L2 - L8) | [5 empty] | 2 | x | 29.5 | x | 0.67 | x | 2.5 | [5 empty] | = | 98.825
Grid (C2 - C5)(J2-J5) | [5 empty] | 2 | x | 13 | x | 0.67 | x | 2.5 | [5 empty] | = | 43.55
Grid (E1-E2)(H1-H2) | [5 empty] | 2 | x | 6 | x | 0.67 | x | 2.5 | [5 empty] | = | 20.1
Grid (F-G)(3-4) | [5 empty] | 2 | x | 6 | x | 0.67 | x | 2.5 | [5 empty] | = | 20.1
Grid (B5-B8)(K5 - K8) | [5 empty] | 2 | x | 16 | x | 0.67 | x | 2.5 | [5 empty] | = | 53.6
Grid (D-I)(5-8) | [5 empty] | 2 | x | 12 | x | 0.67 | x | 2.5 | [5 empty] | = | 40.2
Grid (F4-F8)(G4-G8) | [5 empty] | 2 | x | 18 | x | 0.67 | x | 2.5 | [5 empty] | = | 60.3
Slab
Grid (A- C)(J-L)(2-5) | [5 empty] | 2 | x | 14.33 | x | 12.33 | x | 0.5 | [5 empty] | = | 176.6889
Grid (C-F)(G-J)(3-5) | [5 empty] | 2 | x | 17 | x | 11.33 | x | 0.5 | [5 empty] | = | 192.61
Grid (E-H)(1-2) | [5 empty] | 1 | x | 17.5 | x | 7.33 | x | 0.5 | [5 empty] | = | 64.1375
Grid (F+) | [5 empty] | 1 | x | 12.33 | x | 12 | x | 0.5 | [5 empty] | = | 73.98
Grid (A-F)(G-L)(5-8) | [5 empty] | 2 | x | 31.67 | x | 16.33 | x | 0.5 | [5 empty] | = | 517.1711
Gallery | [5 empty] | 2 | x | 10 | x | 5 | x | 0.5 | [5 empty] | = | 50
Stair Case
| 1st Flight |  |  |  |  | 1 | x | 12 | x | 4 | x | 0.5 | [5 empty] | = | 24
| Steps |  |  | 11 | x | 1/2- | x | 4 | x | 1 | x | 0.5 | [5 empty] | = | 11
| Landing |  |  |  |  | 2 | x | 10.33 | x | 4 | x | 0.5 | [5 empty] | = | 41.32
| 2nd Flight |  |  |  |  | 4 | x | 12 | x | 4 | x | 0.5 | [5 empty] | = | 96
| Steps |  |  | 11 | x | 1/.2 | x | 4 | x | 1 | x | 0.5 | [5 empty] | = | 11
Projection (chajja)
W1 |  |  |  | 1 | x | 4 | x | 7 | x | 2 | x | 0.5 | [5 empty] | = | 28
W2 |  |  |  | 1 | x | 6 | x | 5 | x | 2 | x | 0.5 | [5 empty] | = | 30
W3 |  |  |  | 1 | x | 4 | x | 4.5 | x | 2 | x | 0.5 | [5 empty] | = | 18
W4 |  |  |  | 1 | x | 4 | x | 3 | x | 2 | x | 0.5 | [5 empty] | = | 12
V1 |  |  |  | 1 | x | 4 | x | 3 | x | 2 | x | 0.5 | [5 empty] | = | 12
[16 empty] | Total |  |  | 2679.1475
a | RCC Ratio 1 : 2 : 4 | [14 empty] | Total |  |  | 2269.11
b | RCC Ratio 1 : 1½ : 3 | [14 empty] | Total |  |  | 410.04
4 | Providing and laying 1:3:6 cement concrete solid block masonry set in 1:6 cement mortar in ground floor superstructure in/c: raking out joints and curing etc complete. (S.I.No.18/23).
| Bed Room 1 |  |  | 1 | x | 2 | x | 11 | x | 0.5 | x | 8.75 | [5 empty] | = | 96.25
| "" " |  |  | 1 | x | 2 | x | 13 | x | 0.5 | x | 8.75 | [5 empty] | = | 113.75
| Bed Room 2 |  |  | 1 | x | 2 | x | 12 | x | 0.5 | x | 8.75 | [5 empty] | = | 105
| Living Room |  |  | 1 | x | 2 | x | 11 | x | 0.5 | x | 8.75 | [5 empty] | = | 96.25
| "" |  |  | 1 | x | 2 | x | 15 | x | 0.5 | x | 8.75 | [5 empty] | = | 131.25
| Kitchen |  |  | 1 | x | 2 | x | 8 | x | 0.5 | x | 8.75 | [5 empty] | = | 70
| "" |  |  | 1 | x | 2 | x | 6 | x | 0.5 | x | 8.75 | [5 empty] | = | 52.5
| Store |  |  | 1 | x | 2 | x | 6 | x | 0.5 | x | 8.75 | [5 empty] | = | 52.5
| "" |  |  | 1 | x | 1 | x | 5 | x | 0.5 | x | 8.75 | [5 empty] | = | 21.875
| Lounge |  |  | 1 | x | 2 | x | 17 | x | 0.5 | x | 8.75 | [5 empty] | = | 148.75
| Bath -1 |  |  | 1 | x | 2 | x | 7.25 | x | 0.5 | x | 8.75 | [5 empty] | = | 63.4375
| "" |  |  | 1 | x | 2 | x | 6 | x | 0.5 | x | 8.75 | [5 empty] | = | 52.5
| Bath - 2 |  |  |  |  | 1 | x | 7.25 | x | 0.5 | x | 8.75 | [5 empty] | = | 31.7188
| "" |  |  |  |  | 1 | x | 6 | x | 0.5 | x | 8.75 | [5 empty] | = | 26.25
|  | Gallery |  | 1 | x | 2 | x | 4 | x | 0.5 | x | 4 | [6 empty] | 16
|  |  |  | 1 | x | 1 | x | 9 | x | 0.5 | x | 4 | [6 empty] | 18
[17 empty] | Total |  | 1096.0312
Deduction
| Coloumn |  |  | 1 | x | 26 | x | 2 | x | 0.5 | x | 8.5 | [5 empty] | = | 221
| D1 |  |  | 1 | x | 3 | x | 3.5 | x | 0.5 | x | 8 | [5 empty] | = | 42
| D2 |  |  | 1 | x | 3 | x | 3 | x | 0.5 | x | 8 | [5 empty] | = | 36
| D3 |  |  | 1 | x | 4 | x | 2.5 | x | 0.5 | x | 8 | [5 empty] | = | 40
| W1 |  |  | 1 | x | 2 | x | 6 | x | 0.5 | x | 4 | [5 empty] | = | 24
| W2 |  |  | 1 | x | 2 | x | 4 | x | 0.5 | x | 4 | [5 empty] | = | 16
| W3 |  |  | 1 | x | 1 | x | 3 | x | 0.5 | x | 4 | [5 empty] | = | 6
| W4 |  |  | 1 | x | 2 | x | 2 | x | 0.5 | x | 4 | [5 empty] | = | 8
| V1 |  |  | 1 | x | 2 | x | 2 | x | 0.5 | x | 1.5 | [5 empty] | = | 3
[17 empty] | Total |  | 396
| Net Qty (A-B) |  | 1096.0312 |  |  |  | - |  | 396 | [6 empty] | Total Qty |  | = | 700.0312
| 2 No. Flats on Each Floor | [6 empty] | 700.0312 |  |  | x | 2 |  |  |  | G. Total |  | = | 1400.0625
5 | Add extra labour for block masonary in first floor. (S.I.No.23/19-a)
| Quantity Same As Above Item | [14 empty] | G. Total |  | = | 1400.0625
6 | P/F G.I. frames / chowkhats of size 7"x2" or 4-1/2" x 3" for door using 20 gauge G.I. sheet in/c: welded hinges and fixing at site with necessary holdfast, filling with cement sand slurry of ratio 1:6 and repairing the jambs. The cost also in/c: all carriage tools and plants used in making and fixing (S.I.No.93/29)
| D1 |  |  | 1 | x | 3 | x( | 8 | + | 3.25 | + | 3.25 | + | 3.25 | + | 8 | ) | = | 77.25
| D2 |  |  | 1 | x | 3 | x( | 8 | + | 2.75 | + | 2.75 | + | 2.75 | + | 8 | ) | = | 72.75
| D3 |  |  | 1 | x | 4 | x( | 8 | + | 2.25 | + | 2.25 | + | 2.25 | + | 8 | ) | = | 91
[16 empty] | Total Rft |  |  | 241
| 2 No. Flats on Each Floor | [6 empty] | 241 |  |  | x | 2 |  |  |  | G. Total |  | = | 482
7 | Cement Plaster (1:4) upto 20' height 3/4" thick. (S.I.No.51/11-c)
Ceiling
| Room 1 |  |  | 1 | x | 12 | x | 12 | [9 empty] | = | 144
| Room 2 |  |  | 1 | x | 11 | x | 13 | [9 empty] | = | 143
| Living Room |  |  | 1 | x | 11 | x | 15 | [9 empty] | = | 165
| Lounge |  |  | 1 | x | 17 | x | 10 | [9 empty] | = | 170
|  | Store |  | 1 | x | 5 | x | 6 | [9 empty] | = | 30
|  | Kitchen |  | 1 | x | 8 | x | 6 | [9 empty] | = | 48
|  | Bath -1 |  | 1 | x | 6 | x | 7.25 | [9 empty] | = | 43.5
|  | Bath -2 |  | 1 | x | 6 | x | 7.25 | [9 empty] | = | 43.5
|  | Gallery |  | 1 | x | 9 | x | 4 | [9 empty] | = | 36
Walls
| Room 1 |  |  | 1 | x | 2 | x( | 11 | + | 13 | )x | 10.5 | [5 empty] | = | 504
| Room 2 |  |  | 1 | x | 2 | x( | 12 | + | 12 | )x | 10.5 | [5 empty] | = | 504
| Living Room |  |  | 1 | x | 2 | x( | 11 | + | 15 | )x | 10.5 | [5 empty] | = | 546
| Lounge |  |  | 1 | x | 2 | x( | 17 | + | 10 | )x | 10.5 | [5 empty] | = | 567
| Kitchen |  |  | 1 | x | 2 | x( | 8 | + | 6 | )x | 10.5 | [5 empty] | = | 294
| Store |  |  | 1 | x | 2 | x( | 5 | + | 6 | )x | 10.5 | [5 empty] | = | 231
|  | Bath -1 |  | 1 | x | 2 | x( | 6 | + | 7.25 | )x | 4 | [5 empty] | = | 106
|  | Bath -2 |  | 1 | x | 2 | x( | 6 | + | 7.25 | )x | 4 | [5 empty] | = | 106
|  | Gallery |  | 1 | x | 2 | x | 4 | x | 4.5 | [8 empty] | 36
|  |  |  | 1 | x | 1 | x | 9 | x | 4.5 | [8 empty] | 40.5
[16 empty] | Total (A) |  |  | 3757.5
Deduction
| D1 |  |  | 1 | x | 3 | x | 3.5 | x | 8 | [7 empty] | = | 84
| D2 |  |  | 1 | x | 3 | x | 3 | x | 8 | [7 empty] | = | 72
| D3 |  |  | 1 | x | 4 | x | 2.5 | x | 8 | [7 empty] | = | 80
| W1 |  |  | 1 | x | 2 | x | 6 | x | 4 | [7 empty] | = | 48
| W2 |  |  | 1 | x | 2 | x | 4 | x | 4 | [7 empty] | = | 32
| W3 |  |  | 1 | x | 1 | x | 3 | x | 4 | [7 empty] | = | 12
| W4 |  |  | 1 | x | 2 | x | 2 | x | 4 | [7 empty] | = | 16
| V1 |  |  | 1 | x | 2 | x | 2 | x | 1.5 | [7 empty] | = | 6
[17 empty] | Total (B) |  | 350
Net Qty (A-B ) |  |  | 3757.5 |  |  |  | - |  | 350 | [6 empty] | Total Qty |  | = | 3407.5
| 2 No. Flats on Each Floor | [6 empty] | 3407.5 |  |  | x | 2 |  |  |  | Total (A) |  | = | 6815
8 | Laying white marble flooring fine dressed in the surface without winding set in lime mortar 1:2 in/c rubbing and polishing of the joints.(b) 1" thick. (S.I.No.42/28-b)(1" thick flooring).
|  | Room 1 |  |  |  | 1 | x | 12 | x | 12 | [7 empty] | = | 144
|  | Room 2 |  |  |  | 1 | x | 11 | x | 13 | [7 empty] | = | 143
|  | Living Room |  |  |  | 1 | x | 11 | x | 15 | [7 empty] | = | 165
|  | Lounge |  |  |  | 1 | x | 17 | x | 10 | [7 empty] | = | 170
|  | Store |  |  |  | 1 | x | 5 | x | 6 | [7 empty] | = | 30
|  | Kitchen |  |  |  | 1 | x | 8 | x | 6 | [7 empty] | = | 48
|  | Gallery |  |  |  | 1 | x | 9 | x | 4 | [7 empty] | = | 36
[16 empty] | Total |  |  | 736
| 2 No. Flats on Each Floor | [6 empty] | 736 |  |  | x | 2 |  |  |  | Total (A) |  | = | 1472
Stair Case
|  | Trade |  | 1 | x | 2 | x | 11 | x | 5 | x | 1 | [5 empty] | = | 110
|  | Riser |  | 1 | x | 2 | x | 12 | x | 5 | x | 0.5 | [6 empty] | 60
|  | Landing |  |  |  | 1 | x | 11 | x | 5 | [8 empty] | 55
[17 empty] | Total |  | 225
Net Qty (A+B ) |  |  | 1472 |  |  |  | + |  | 225 | [6 empty] | Total Qty |  | = | 1697
9 | Providing and fixing 3/8" thick marble tiles of approved quality and colour shade size 8" x 4"/6"x4" in dado skirting and facing removal/tucking of existing plaster surface etc over 1/2" thick base of cement mortar 1:3 setting mortar base including filling the joints and washing the tiles with white cement slurry current finishing cleaning and polishing etc complete. (ii) for old work. (S.I.No.48/68-ii).
|  | Room 1 |  | 1 | x | 2 | x( | 12 | + | 12 | )x | 0.5 | [5 empty] | = | 24
|  | Room 2 |  | 1 | x | 2 | x( | 11 | + | 13 | )x | 0.5 | [5 empty] | = | 24
|  | Living Room |  | 1 | x | 2 | x( | 11 | + | 15 | )x | 0.5 | [5 empty] | = | 26
|  | Lounge |  | 1 | x | 2 | x( | 17 | + | 10 | )x | 0.5 | [5 empty] | = | 27
|  | Store |  | 1 | x | 2 | x( | 5 | + | 6 | )x | 0.5 | [5 empty] | = | 11
|  | Galery |  | 1 | x | 2 | x( | 4 | + | 9 | )x | 0.5 | [5 empty] | = | 72
[16 empty] | Total |  | = | 184
Deduction
| D1 |  |  | 1 | x | 3 | x | 3.5 | x | 0.5 | [7 empty] | = | 5.25
| D2 |  |  | 1 | x | 3 | x | 3 | x | 0.5 | [7 empty] | = | 4.5
| D3 |  |  | 1 | x | 4 | x | 2.5 | x | 0.5 | [7 empty] | = | 5
[16 empty] | Total |  | = | 14.75
|  | Net Qty (i-ii) |  |  | 184 |  |  | - |  | 14.75 | [5 empty] | Total |  | = | 169.25
| 2 No. Flats on Each Floor | [6 empty] | 169.25 |  |  | x | 2 |  |  |  | Total (A) |  | = | 338.5
Stairs
|  | 1st Flight |  |  |  | 1 | x | 12 | x | 0.5 | [7 empty] | = | 6
|  | Landng |  | 1 | x( | 5 | + | 11 | + | 5 | )x | 0.5 | [5 empty] | = | 10.5
|  | 2nd Flight |  |  |  | 1 | x | 12 | x | 0.5 | [7 empty] | = | 6
[12 empty] | Total (B) | [5 empty] | = | 22.5
Net Qty (A+B ) |  |  | 338.5 |  |  |  | + |  | 22.5 | [6 empty] | Total Qty |  | = | 361
10 | Laying floors of approved colored glazed tiles 1/4" thick laid in white cement and pigment on a bed of 3/4" thick cement mortar 1:2. (S.I.No.42/25)
| Bath-1 |  |  |  |  | 1 | x | 6 | x | 7.25 | [7 empty] | = | 43.5
| Bath-2 |  |  |  |  | 1 | x | 6 | x | 7.25 | [7 empty] | = | 43.5
[17 empty] | Total | = | 87
| 2 No. Flats on Each Floor | [6 empty] | 87 |  |  | x | 2 |  |  |  | G. Total |  | = | 174
11 | White glazed tile 1/4" thick dado jointed in white cement and laid over 1:2 cement sand mortar 3/4" thick including finishing.
| Bath-1 |  |  | 1 | x | 2 | x( | 6 | + | 7.25 | )x | 4 | [5 empty] | = | 106
| Bath-2 |  |  | 1 | x | 2 | x( | 6 | + | 7.25 | )x | 4 | [5 empty] | = | 106
|  | Kitchen |  | 1 | x | 2 | x( | 8 | + | 6 | )x | 4 | [5 empty] | = | 112
[16 empty] | Total (A) |  | = | 324
Deduction
|  |  |  | 1 | x | 2 | x | 2.5 | x | 4 | [7 empty] | = | 20
[6 empty] | 1 | x | 2.5 | x | 4 | [7 empty] | = | 10
[6 empty] | 1 | x | 3 | x | 2 | [7 empty] | = | 6
[16 empty] | Total (B) |  | = | 36
| Net Qty (A - B) |  |  |  | 324 |  |  | - |  | 36 | [5 empty] | Total |  | = | 288
| 2 No. Flats on Each Floor | [6 empty] | 288 |  |  | x | 2 |  |  |  | G. Total |  | = | 576
12 | Providing and fixing in position doors windows and ventilators of 1st class deodar wood frames and 1-3/4" thick commercial ply veneer shutter of 1st class deodar skeletion (Hollow) and commercial ply wood (3-ply) on both side in/c: holdfast, hinges, iron tower bolts handles and cleats with cross and one mort ice lock and hook (S.I.no.58/9)(without chokhats).
| D1 |  |  | 1 | x | 3 | x | 3.25 | x | 6.75 | [7 empty] | = | 65.8125
| V |  |  | 1 | x | 3 | x | 3.25 | x | 0.92 | [7 empty] | = | 8.97
| D2 |  |  | 1 | x | 3 | x | 2.75 | x | 6.75 | [7 empty] | = | 55.6875
| V |  |  | 1 | x | 3 | x | 2.75 | x | 0.92 | [7 empty] | = | 7.59
| D3 |  |  | 1 | x | 4 | x | 2.25 | x | 6.75 | [7 empty] | = | 60.75
| V |  |  | 1 | x | 4 | x | 2.25 | x | 0.92 | [7 empty] | = | 8.28
[16 empty] | Total |  |  | 207.09
| 2 No. Flats on Each Floor | [6 empty] | 207.09 |  |  | x | 2 |  |  |  | G. Total |  | = | 414.18
13 | Supply and fixing in position aluminum channel framing for sliding window ventilators of alcop made with 5 mm thick thinned glass glazed (Belgium) and aluminum fly screen in'/c: handles stopper and locking arragement etc complete. (Deluxe model boronze)(S.I.No.107/84-b).
| W1 |  |  | 1 | x | 2 | x | 6 | x | 4 | [7 empty] | = | 48
| W2 |  |  | 1 | x | 3 | x | 4 | x | 4 | [7 empty] | = | 48
| W3 |  |  | 1 | x | 2 | x | 3 | x | 4 | [7 empty] | = | 24
| W4 |  |  | 1 | x | 2 | x | 2 | x | 4 | [7 empty] | = | 16
| V1 |  |  | 1 | x | 2 | x | 2 | x | 1.5 | [7 empty] | = | 6
[17 empty] | Total |  | 142
| 2 No. Flats on Each Floor | [6 empty] | 142 |  |  | x | 2 |  |  |  | G. Total |  | = | 284
14 | Primary coat of chalk under distemper. (S.I.No.61/25)
Ceiling
|  | Room 1 |  |  |  | 1 | x | 12 | x | 12 | [7 empty] | = | 144
|  | Room 2 |  |  |  | 1 | x | 11 | x | 13 | [7 empty] | = | 143
|  | Living Room |  |  |  | 1 | x | 11 | x | 15 | [7 empty] | = | 165
|  | Lounge |  |  |  | 1 | x | 17 | x | 10 | [7 empty] | = | 170
|  | Store |  |  |  | 1 | x | 5 | x | 6 | [7 empty] | = | 30
|  | Kitchen |  |  |  | 1 | x | 8 | x | 6 | [7 empty] | = | 48
|  | Gallery |  |  |  | 1 | x | 9 | x | 4 | [7 empty] | = | 36
| Bath-1 |  |  |  |  | 1 | x | 7.25 | x | 6 | [7 empty] | = | 43.5
| Bath-2 |  |  |  |  | 1 | x | 7.25 | x | 6 | [7 empty] | = | 43.5
Walls
| Room 1 |  |  | 1 | x | 2 | x( | 11 | + | 13 | )x | 10.5 | [5 empty] | = | 504
| Room 2 |  |  | 1 | x | 2 | x( | 12 | + | 12 | )x | 10.5 | [5 empty] | = | 504
| Living Room |  |  | 1 | x | 2 | x( | 11 | + | 15 | )x | 10.5 | [5 empty] | = | 546
| Lounge |  |  | 1 | x | 2 | x( | 17 | + | 10 | )x | 10.5 | [5 empty] | = | 567
| Kitchen |  |  | 1 | x | 2 | x( | 8 | + | 6 | )x | 10.5 | [5 empty] | = | 294
| Store |  |  | 1 | x | 2 | x( | 5 | + | 6 | )x | 10.5 | [5 empty] | = | 231
|  | Gallery |  |  |  | 1 | x | 9 | x | 4.5 | [7 empty] | = | 40.5
|  | "" |  | 1 | x | 2 | x | 4 | x | 4.5 | [8 empty] | 36
| Bath-1 |  |  | 1 | x | 2 | x( | 6 | + | 7.25 | )x | 4 | [5 empty] | = | 106
| Bath-2 |  |  | 1 | x | 2 | x( | 6 | + | 7.25 | )x | 4 | [5 empty] | = | 106
[16 empty] | Total (A) |  |  | 3757.5
Deduction
| D1 |  |  | 1 | x | 3 | x | 3.5 | x | 8 | [7 empty] | = | 84
| D2 |  |  | 1 | x | 3 | x | 3 | x | 8 | [7 empty] | = | 72
| D3 |  |  | 1 | x | 4 | x | 2.5 | x | 8 | [7 empty] | = | 80
| W1 |  |  | 1 | x | 2 | x | 6 | x | 4 | [7 empty] | = | 48
| W2 |  |  | 1 | x | 2 | x | 4 | x | 4 | [7 empty] | = | 32
| W3 |  |  | 1 | x | 1 | x | 3 | x | 4 | [7 empty] | = | 12
| W4 |  |  | 1 | x | 2 | x | 2 | x | 4 | [7 empty] | = | 16
| V1 |  |  | 1 | x | 2 | x | 2 | x | 1.5 | [7 empty] | = | 6
[17 empty] | Total (B) |  | 350
Net Qty (A-B ) |  |  | 3757.5 |  |  |  | - |  | 350 | [6 empty] | Total Qty |  | = | 3407.5
| 2 No. Flats on Each Floor | [6 empty] | 3407.5 |  |  | x | 2 |  |  |  | G. Total |  | = | 6815
15 | Distempering in three coats.(S.I.No.54/24-a+b+c).
Ceiling
|  | Room 1 |  |  |  | 1 | x | 12 | x | 12 | [7 empty] | = | 144
|  | Room 2 |  |  |  | 1 | x | 11 | x | 13 | [7 empty] | = | 143
|  | Living Room |  |  |  | 1 | x | 11 | x | 15 | [7 empty] | = | 165
|  | Lounge |  |  |  | 1 | x | 17 | x | 10 | [7 empty] | = | 170
|  | Store |  |  |  | 1 | x | 5 | x | 6 | [7 empty] | = | 30
|  | Kitchen |  |  |  | 1 | x | 8 | x | 6 | [7 empty] | = | 48
|  | Gallery |  |  |  | 1 | x | 9 | x | 4 | [7 empty] | = | 36
| Bath-1 |  |  |  |  | 1 | x | 7.25 | x | 6 | [7 empty] | = | 43.5
| Bath-2 |  |  |  |  | 1 | x | 7.25 | x | 6 | [7 empty] | = | 43.5
Walls
| Room 1 |  |  | 1 | x | 2 | x( | 11 | + | 13 | )x | 10.5 | [5 empty] | = | 504
| Room 2 |  |  | 1 | x | 2 | x( | 12 | + | 12 | )x | 10.5 | [5 empty] | = | 504
| Living Room |  |  | 1 | x | 2 | x( | 11 | + | 15 | )x | 10.5 | [5 empty] | = | 546
| Lounge |  |  | 1 | x | 2 | x( | 17 | + | 10 | )x | 10.5 | [5 empty] | = | 567
| Kitchen |  |  | 1 | x | 2 | x( | 8 | + | 6 | )x | 10.5 | [5 empty] | = | 294
| Store |  |  | 1 | x | 2 | x( | 5 | + | 6 | )x | 10.5 | [5 empty] | = | 231
|  | Gallery |  |  |  | 1 | x | 9 | x | 4.5 | [7 empty] | = | 40.5
|  | "" |  | 1 | x | 2 | x | 4 | x | 4.5 | [8 empty] | 36
| Bath-1 |  |  | 1 | x | 2 | x( | 6 | + | 7.25 | )x | 4 | [5 empty] | = | 106
| Bath-2 |  |  | 1 | x | 2 | x( | 6 | + | 7.25 | )x | 4 | [5 empty] | = | 106
[16 empty] | Total (A) |  |  | 3757.5
Deduction
| D1 |  |  | 1 | x | 3 | x | 3.5 | x | 8 | [7 empty] | = | 84
| D2 |  |  | 1 | x | 3 | x | 3 | x | 8 | [7 empty] | = | 72
| D3 |  |  | 1 | x | 4 | x | 2.5 | x | 8 | [7 empty] | = | 80
| W1 |  |  | 1 | x | 2 | x | 6 | x | 4 | [7 empty] | = | 48
| W2 |  |  | 1 | x | 2 | x | 4 | x | 4 | [7 empty] | = | 32
| W3 |  |  | 1 | x | 1 | x | 3 | x | 4 | [7 empty] | = | 12
| W4 |  |  | 1 | x | 2 | x | 2 | x | 4 | [7 empty] | = | 16
| V1 |  |  | 1 | x | 2 | x | 2 | x | 1.5 | [7 empty] | = | 6
[17 empty] | Total (B) |  | 350
Net Qty (A-B ) |  |  | 3757.5 |  |  |  | - |  | 350 | [6 empty] | Total Qty |  | = | 3407.5
| 2 No. Flats on Each Floor | [6 empty] | 3407.5 |  |  | x | 2 |  |  |  | G. Total |  | = | 6815
16 | Painting new surface preparing surface painting doors and window any type (three coats) (S.I.No.70/5-c-ii).
| D1 |  |  |  |  | 3 | x | 2 | x | 3.25 | x | 6.75 | [5 empty] | = | 131.625
| V |  |  |  |  | 3 | x | 2 | x | 3.25 | x | 0.92 | [5 empty] | = | 17.94
| D2 |  |  |  |  | 3 | x | 2 | x | 2.75 | x | 6.75 | [5 empty] | = | 111.375
| V |  |  |  |  | 3 | x | 2 | x | 2.75 | x | 0.92 | [5 empty] | = | 15.18
| D3 |  |  |  |  | 4 | x | 2 | x | 2.25 | x | 6.75 | [5 empty] | = | 121.5
| V |  |  |  |  | 4 | x | 2 | x | 2.25 | x | 0.92 | [5 empty] | = | 16.56
[16 empty] | Total |  |  | 414.18
| 2 No. Flats on Each Floor | [6 empty] | 414.18 |  |  | x | 2 |  |  |  | G. Total |  | = | 828.36
SECOND FLOOR
1 | Fabrication of M.S reinforcement for cement concrete including cutting, bending, laying in position making joints and fastening including cost of binding wire (also includes removal of rust from bars (a) using of tor hars. (S.i.No.16/18-b)
Super Structure Coloumns
| C1 M/Bar 3/4Ǿ |  |  | 1 | x | 4 | x | 34 | x | 14.5 | x | 1.502 | [5 empty] | = | 2961.944
| M/Bar 5/8Ǿ |  |  | 1 | x | 8 | x | 34 | x | 14.5 | x | 1.042 | [5 empty] | = | 4109.648
| Ring 3/8Ǿ |  |  | 1 | x | 34 | x | (32+32) | x | 4.33 | x | 0.376 | [5 empty] | = | 3542.7021
| Ring 3/8Ǿ |  |  | 1 | x | 34 | x | 32 | x | 1.08 | x | 0.376 | [5 empty] | = | 441.815
Horizontal Beam (SLAB)
Grid (A2-C2)(J2-C2) (B3)
| Bottom Bar 5/8Ǿ |  |  |  |  | 2 | x | 4 | x | 14.5 | x | 1.042 | [5 empty] | = | 120.872
| Top Bar 5/8Ǿ |  |  |  |  | 2 | x | 3 | x | 14.5 | x | 1.042 | [5 empty] | = | 90.654
| Ring 3/8Ǿ |  |  |  |  | 2 | x | 28 | x | 6.83 | x | 0.376 | [5 empty] | = | 143.8125
Grid (C3-E3)(H3-J3) (B3)
| Bottom Bar 5/8Ǿ |  |  |  |  | 2 | x | 4 | x | 21.5 | x | 1.042 | [5 empty] | = | 179.224
| Top Bar 5/8Ǿ |  |  |  |  | 2 | x | 3 | x | 21.5 | x | 1.042 | [5 empty] | = | 134.418
| Ring 3/8Ǿ |  |  |  |  | 2 | x | 43 | x | 6.83 | x | 0.376 | [5 empty] | = | 220.8549
Grid (E1-H1)
| Bottom Bar 5/8Ǿ |  |  |  |  | 1 | x | 4 | x | 20.5 | x | 1.042 | [5 empty] | = | 85.444
| Top Bar 5/8Ǿ |  |  |  |  | 1 | x | 3 | x | 20.5 | x | 1.042 | [5 empty] | = | 64.083
| Ring 3/8Ǿ |  |  |  |  | 1 | x | 44 | x | 6.83 | x | 0.376 | [5 empty] | = | 112.9955
Grid (E3-H3) (B4)
| Bottom Bar 5/8Ǿ |  |  |  |  | 1 | x | 5 | x | 22.5 | x | 1.042 | [5 empty] | = | 117.225
| Top Bar 5/8Ǿ |  |  |  |  | 1 | x | 3 | x | 22.5 | x | 1.042 | [5 empty] | = | 70.335
| Ring 3/8Ǿ |  |  |  |  | 1 | x | 44 | x | 6.83 | x | 0.376 | [5 empty] | = | 112.9955
Grid (F+ ) (B2)
| Bottom Bar 5/8Ǿ |  |  |  |  | 1 | x | 3 | x | 14.5 | x | 1.042 | [5 empty] | = | 45.327
| Top Bar 5/8Ǿ |  |  |  |  | 1 | x | 2 | x | 14.5 | x | 1.042 | [5 empty] | = | 30.218
| Ring 3/8Ǿ |  |  |  |  | 1 | x | 30 | x | 6.83 | x | 0.376 | [5 empty] | = | 77.0424
Grid (A5-F2) (G5- L5)(B4)
| Bottom Bar 5/8Ǿ |  |  |  |  | 2 | x | 5 | x( | 46 | + | 34 | )x | 1.042 |  |  |  | = | 833.6
| Top Bar 5/8Ǿ |  |  |  |  | 2 | x | 3 | x( | 46 | + | 34 | )x | 1.042 |  |  |  | = | 500.16
| Ring 3/8Ǿ |  |  |  |  | 1 | x | 176 | x | 4.83 | x | 0.376 | [5 empty] | = | 319.6301
Grid (E3-H3) (B4)
| Bottom Bar 5/8Ǿ |  |  |  |  | 1 | x | 4 | x | 18.5 | x | 1.042 | [5 empty] | = | 77.108
| Top Bar 5/8Ǿ |  |  |  |  | 1 | x | 3 | x | 18.5 | x | 1.042 | [5 empty] | = | 57.831
| Ring 3/8Ǿ |  |  |  |  | 1 | x | 40 | x | 4.83 | x | 0.376 | [5 empty] | = | 72.6432
Grid (A6-B6)(K6-L6) (B1)
| Bottom Bar 5/8Ǿ |  |  |  |  | 2 | x | 3 | x | 10 | x | 1.042 | [5 empty] | = | 62.52
| Top Bar 5/8Ǿ |  |  |  |  | 2 | x | 2 | x | 10 | x | 1.042 | [5 empty] | = | 41.68
| Ring 3/8Ǿ |  |  |  |  | 2 | x | 17 | x | 6.83 | x | 0.376 | [5 empty] | = | 87.3147
Grid (B7-D7)(J7-K7) (B3)
| Bottom Bar 5/8Ǿ |  |  |  |  | 2 | x | 4 | x | 15.5 | x | 1.042 | [5 empty] | = | 129.208
| Top Bar 5/8Ǿ |  |  |  |  | 2 | x | 3 | x | 15.5 | x | 1.042 | [5 empty] | = | 96.906
| Ring 3/8Ǿ |  |  |  |  | 2 | x | 31 | x | 6.83 | x | 0.376 | [5 empty] | = | 159.221
Grid (A8-B8)(K8-L8) (B1)
| Bottom Bar 5/8Ǿ |  |  |  |  | 2 | x | 4 | x | 10 | x | 1.042 | [5 empty] | = | 83.36
| Top Bar 5/8Ǿ |  |  |  |  | 2 | x | 3 | x | 10 | x | 1.042 | [5 empty] | = | 62.52
| Ring 3/8Ǿ |  |  |  |  | 2 | x | 17 | x | 6.83 | x | 0.376 | [5 empty] | = | 87.3147
Grid (D8-F8)(G8-I8) (B3)
| Bottom Bar 5/8Ǿ |  |  |  |  | 2 | x | 4 | x | 32.5 | x | 1.042 | [5 empty] | = | 270.92
| Top Bar 5/8Ǿ |  |  |  |  | 2 | x | 3 | x | 32.5 | x | 1.042 | [5 empty] | = | 203.19
| Ring 3/8Ǿ |  |  |  |  | 2 | x | 28 | x | 6.83 | x | 0.376 | [5 empty] | = | 143.8125
Vertical Beam
Grid (A2-A8)(L2-L8) (B3)
| Bottom Bar 5/8Ǿ |  |  |  |  | 2 | x | 4 | x | 32.5 | x | 1.042 | [5 empty] | = | 270.92
| Top Bar 5/8Ǿ |  |  |  |  | 2 | x | 3 | x | 32.5 | x | 1.042 | [5 empty] | = | 203.19
| Ring 3/8Ǿ |  |  |  |  | 2 | x | 28 | x | 6.83 | x | 0.376 | [5 empty] | = | 143.8125
Grid (B-D-I-K)(5-7) (B4)
| Bottom Bar 5/8Ǿ |  |  |  |  | 4 | x | 5 | x | 19 | x | 1.042 | [5 empty] | = | 395.96
| Top Bar 5/8Ǿ |  |  |  |  | 4 | x | 3 | x | 19 | x | 1.042 | [5 empty] | = | 237.576
| Ring 3/8Ǿ |  |  |  |  | 4 | x | 41 | x | 6.83 | x | 0.376 | [5 empty] | = | 421.1651
Grid (F4-F8)(G4-G8) (B4)
| Bottom Bar 5/8Ǿ |  |  |  |  | 2 | x | 5 | x | 26 | x | 1.042 | [5 empty] | = | 270.92
| Top Bar 5/8Ǿ |  |  |  |  | 2 | x | 3 | x | 26 | x | 1.042 | [5 empty] | = | 162.552
| Ring 3/8Ǿ |  |  |  |  | 2 | x | 58 | x | 6.83 | x | 0.376 | [5 empty] | = | 297.8973
SLAB: -
Grid (A-C) (2-5) (J-L)
| M/Bar | 1/2Ǿ |  |  |  | 2 | x | 26 | x | 14.17 | x | 0.667 | [5 empty] | = | 491.4723
| D/Bar | 1/2Ǿ |  |  |  | 2 | x | 22 | x | 16.33 | x | 0.667 | [5 empty] | = | 479.2528
Top Ent/Bar |  | 1/2Ǿ |  | 2 | x | 2 | x | 22 | x | 5.33 | x | 0.667 | [5 empty] | = | 312.8497
Top D/Bar |  | 1/2Ǿ |  | 2 | x | 2 | x | 8 | x | 13 | x | 0.667 | [5 empty] | = | 277.472
Top Ex/Bar |  | 1/2Ǿ |  | 2 | x | 2 | x | 26 | x | 4.67 | x | 0.667 | [5 empty] | = | 323.9486
Top Ex/Bar |  | 1/2Ǿ |  | 2 | x | 2 | x | 7 | x | 15 | x | 0.667 | [5 empty] | = | 280.14
Chair |  | 1/2Ǿ |  |  |  | 2 | x | 30 | x | 3.75 | x | 0.667 | [5 empty] | = | 150.075
Grid (C-E) (H-J) (3-5)
| M/Bar | 1/2Ǿ |  |  |  | 2 | x | 36 | x | 13.34 | x | 0.667 | [5 empty] | = | 640.6402
| D/Bar | 1/2Ǿ |  |  |  | 2 | x | 20 | x | 22.34 | x | 0.667 | [5 empty] | = | 596.0312
Top Ent/Bar |  | 1/2Ǿ |  | 2 | x | 2 | x | 36 | x | 4.33 | x | 0.667 | [5 empty] | = | 415.8878
Top D/Bar |  | 1/2Ǿ |  | 2 | x | 2 | x | 6 | x | 21 | x | 0.667 | [5 empty] | = | 336.168
Top Ex/Bar |  | 1/2Ǿ |  |  |  | 2 | x | 20 | x | 6.67 | x | 0.667 | [5 empty] | = | 177.9556
Top D/Bar |  | 1/2Ǿ |  |  |  | 2 | x | 10 | x | 12 | x | 0.667 | [5 empty] | = | 160.08
Chair |  | 1/2Ǿ |  |  |  | 2 | x | 35 | x | 3.75 | x | 0.667 | [5 empty] | = | 175.0875
Grid (E-H) (1-3)
| M/Bar | 1/2Ǿ |  |  |  | 2 | x | 16 | x | 9.34 | x | 0.667 | [5 empty] | = | 199.353
| D/Bar | 1/2Ǿ |  |  |  | 2 | x | 13 | x | 9.34 | x | 0.667 | [5 empty] | = | 161.9743
Top Ext/Bar |  | 1/2Ǿ |  | 2 | x | 2 | x | 16 | x | 3 | x | 0.667 | [5 empty] | = | 128.064
Top D/Bar |  | 1/2Ǿ |  | 2 | x | 2 | x | 3 | x | 9 | x | 0.667 | [5 empty] | = | 72.036
Top Ext/Bar |  | 1/2Ǿ |  | 2 | x | 2 | x | 13 | x | 11.34 | x | 0.667 | [5 empty] | = | 393.3166
Top Ext/Bar |  | 1/2Ǿ |  | 1 | x | 2 | x | 26 | x | 11.34 | x | 0.667 | [5 empty] | = | 393.3166
Grid (F-G) (H-J) (3-4)
| M/Bar | 1/2Ǿ |  |  |  | 2 | x | 25 | x | 7.33 | x | 0.667 | [5 empty] | = | 244.4555
| D/Bar | 1/2Ǿ |  |  |  | 2 | x | 12 | x | 4.5 | x | 0.667 | [5 empty] | = | 72.036
Top Ext/Bar |  | 1/2Ǿ |  |  |  | 2 | x | 12 | x | 3 | x | 0.667 | [5 empty] | = | 48.024
Top D/Bar |  | 1/2Ǿ |  |  |  | 2 | x | 4 | x | 6 | x | 0.667 | [5 empty] | = | 32.016
Top Ex/Bar |  | 1/2Ǿ |  |  |  | 1 | x | 12 | x | 5 | x | 0.667 | [5 empty] | = | 40.02
Top Ex/Bar |  | 1/2Ǿ |  |  |  | 1 | x | 8 | x | 6 | x | 0.667 | [5 empty] | = | 32.016
Top Ex/Bar |  | 1/2Ǿ |  |  |  | 1 | x | 25 | x | 4 | x | 0.667 | [5 empty] | = | 66.7
Chair |  | 1/2Ǿ |  |  |  | 1 | x | 30 | x | 3 | x | 0.667 | [5 empty] | = | 60.03
Grid (A-B) (H-C) (5-8)
| M/Bar | 1/2Ǿ |  |  |  | 2 | x | 32 | x | 8.67 | x | 0.667 | [5 empty] | = | 370.105
| D/Bar | 1/2Ǿ |  |  |  | 2 | x | 12 | x | 18 | x | 0.667 | [5 empty] | = | 288.144
Top Ext/Bar |  | 1/2Ǿ |  |  |  | 2 | x | 32 | x | 4 | x | 0.667 | [5 empty] | = | 170.752
Top D/Bar |  | 1/2Ǿ |  |  |  | 2 | x | 6 | x | 15.5 | x | 0.667 | [5 empty] | = | 124.062
Top Ex/Bar |  | 1/2Ǿ |  |  |  | 2 | x | 12 | x | 3.5 | x | 0.667 | [5 empty] | = | 56.028
Top D/Bar |  | 1/2Ǿ |  | 2 | x | 2 | x | 6 | x | 6 | x | 0.667 | [5 empty] | = | 96.048
Top Ex/Bar |  | 1/2Ǿ |  |  |  | 2 | x | 12 | x | 7.5 | x | 0.667 | [5 empty] | = | 120.06
Top D/Bar |  | 1/2Ǿ |  |  |  | 2 | x | 12 | x | 6 | x | 0.667 | [5 empty] | = | 96.048
Chair |  | 1/2Ǿ |  |  |  | 2 | x | 30 | x | 3.5 | x | 0.667 | [5 empty] | = | 140.07
Grid (B-F) (G-K) (5-8)
| M/Bar | 1/2Ǿ |  |  |  | 2 | x | 24 | x | 15.34 | x | 0.667 | [5 empty] | = | 491.1254
| D/Bar | 1/2Ǿ |  |  |  | 2 | x | 24 | x | 15.34 | x | 0.667 | [5 empty] | = | 491.1254
| M/Bar | 1/2Ǿ |  |  |  | 2 | x | 30 | x | 14.34 | x | 0.667 | [5 empty] | = | 573.8868
| D/Bar | 1/2Ǿ |  |  |  | 2 | x | 22 | x | 20.33 | x | 0.667 | [5 empty] | = | 596.6448
Top Ext/Bar |  | 1/2Ǿ |  |  |  | 2 | x | 30 | x | 8.5 | x | 0.667 | [5 empty] | = | 340.17
Top D/Bar |  | 1/2Ǿ |  |  |  | 2 | x | 13 | x | 15 | x | 0.667 | [5 empty] | = | 260.13
Top Ex/Bar |  | 1/2Ǿ |  |  |  | 2 | x | 30 | x | 5.5 | x | 0.667 | [5 empty] | = | 220.11
Top D/Bar |  | 1/2Ǿ |  |  |  | 2 | x | 10 | x | 15 | x | 0.667 | [5 empty] | = | 200.1
Chair |  | 1/2Ǿ |  |  |  | 2 | x | 80 | x | 3.5 | x | 0.667 | [5 empty] | = | 373.52
Stair Case
1st Flight M/Bar |  | 5/8Ǿ |  |  |  | 1 | x | 12 | x | 16.25 | x | 1.042 | [5 empty] | = | 203.19
D/Bar |  | 3/8Ǿ |  |  |  | 1 | x | 27 | x | 5.5 | x | 0.376 | [5 empty] | = | 55.836
D/Bar |  | 3/8Ǿ |  |  |  | 1 | x | 8 | x | 5.5 | x | 0.376 | [5 empty] | = | 16.544
M/Bar |  | 5/8Ǿ |  |  |  | 1 | x | 12 | x | 5.75 | x | 1.042 | [5 empty] | = | 71.898
D/Bar |  | 3/8Ǿ |  |  |  | 1 | x | 10 | x | 5.5 | x | 0.376 | [5 empty] | = | 20.68
Landing M/Bar |  | 5/8Ǿ |  |  |  | 2 | x | 22 | x | 8.5 | x | 1.042 | [5 empty] | = | 389.708
D/Bar |  | 3/8Ǿ |  |  |  | 2 | x | 13 | x | 10.83 | x | 0.376 | [5 empty] | = | 105.8741
2nd Flight M/Bar |  | 5/8Ǿ |  |  |  | 1 | x | 12 | x | 5.75 | x | 1.042 | [5 empty] | = | 71.898
D/Bar |  | 3/8Ǿ |  |  |  | 1 | x | 10 | x | 5.5 | x | 0.376 | [5 empty] | = | 20.68
M/Bar |  | 5/8Ǿ |  |  |  | 1 | x | 12 | x | 16.25 | x | 1.042 | [5 empty] | = | 203.19
D/Bar |  | 3/8Ǿ |  |  |  | 1 | x | 27 | x | 5.5 | x | 0.376 | [5 empty] | = | 55.836
Chair |  | 1/2Ǿ |  |  |  | 2 | x | 50 | x | 3.5 | x | 0.667 | [5 empty] | = | 233.45
Landing Beam
Top/Bottom/Bar |  | 5/8Ǿ |  | 1 | x( | 2 | + | 2 | )x | 12.33 | x | 1.042 | [5 empty] | = | 51.3914
Ring |  | 3/8Ǿ |  |  |  | 1 | x | 23 | x | 4.83 | x | 0.376 | [5 empty] | = | 41.7698
Tower Beam
Long Way
| TB1 Bot/Bar | 3/4Ǿ |  |  |  | 2 | x | 4 | x | 15.33 | x | 1.042 | [5 empty] | = | 127.7909
| Top/Bar | 5/8Ǿ |  |  |  | 2 | x | 3 | x | 15.33 | x | 1.042 | [5 empty] | = | 95.8432
| Ring | 3/8Ǿ |  |  |  | 2 | x | 34 | x | 6.83 | x | 0.376 | [5 empty] | = | 174.6294
Short Way
| TB1 Bot/Bar | 3/4Ǿ |  |  |  | 2 | x | 4 | x | 13.5 | x | 1.042 | [5 empty] | = | 112.536
| Top/Bar | 5/8Ǿ |  |  |  | 2 | x | 3 | x | 13.5 | x | 1.042 | [5 empty] | = | 84.402
| Ring | 3/8Ǿ |  |  |  | 2 | x | 30 | x | 6.83 | x | 0.376 | [5 empty] | = | 154.0848
Stair Tower Slab
| M/Bar | 1/2Ǿ |  |  |  | 1 | x | 39 | x | 15.17 | x | 0.667 | [5 empty] | = | 394.6172
| D/Bar | 1/2Ǿ |  |  |  | 1 | x | 33 | x | 17.42 | x | 0.667 | [5 empty] | = | 383.4316
Top Ext/Bar |  | 1/2Ǿ |  |  |  | 2 | x | 39 | x | 5.69 | x | 0.667 | [5 empty] | = | 296.0279
Top D/Bar |  | 1/2Ǿ |  |  |  | 2 | x | 12 | x | 17.42 | x | 0.667 | [5 empty] | = | 278.8594
Top Ext/Bar |  | 1/2Ǿ |  |  |  | 2 | x | 33 | x | 6.44 | x | 0.667 | [5 empty] | = | 283.5017
Top D/Bar |  | 1/2Ǿ |  |  |  | 2 | x | 14 | x | 15.47 | x | 0.667 | [5 empty] | = | 288.9177
Chair |  | 1/2Ǿ |  |  |  | 2 | x | 35 | x | 3.5 | x | 0.667 | [5 empty] | = | 163.415
Over Head Tank-1 Short Column
| 5/8 Ø |  |  |  |  | 8 | x | 6 | x | 2.5 | x | 1.042 | [5 empty] | = | 125.04
| Rings 3/8 Ø |  |  |  |  | 8 | x | 8 | x | 4.33 | x | 0.376 | [5 empty] | = | 104.1971
| Long Column 5/8 Ø |  |  |  |  | 8 | x | 6 | x | 6 | x | 1.042 | [5 empty] | = | 300.096
| Rings 3/8 Ø |  |  |  |  | 8 | x | 18 | x | 4.33 | x | 0.376 | [5 empty] | = | 234.4435
Bottom Slab
| M/Bar 1/2 Ø |  |  |  |  | 1 | x | 23 | x | 15 | x | 0.667 | [5 empty] | = | 230.115
| D/Bar 1/2 Ø |  |  |  |  | 1 | x | 15 | x | 16.5 | x | 0.667 | [5 empty] | = | 165.0825
| M/Bar 1/2 Ø |  |  |  |  | 1 | x | 23 | x | 14 | x | 0.667 | [5 empty] | = | 214.774
| D/Bar 1/2 Ø |  |  |  |  | 1 | x | 15 | x | 15.5 | x | 0.667 | [5 empty] | = | 155.0775
| Chairs 1/2 Ø |  |  |  |  | 1 | x | 8 | x | 3.5 | x | 0.667 | [5 empty] | = | 18.676
Tank Walls
| M/Bar 1/2 Ø |  |  |  |  | 2 | x | 23 | x | 6 | x | 0.667 | [5 empty] | = | 184.092
| D/Bar 1/2 Ø |  |  |  |  | 2 | x | 15 | x | 6 | x | 0.667 | [5 empty] | = | 120.06
| M/Bar 1/2 Ø |  |  |  |  | 2 | x | 23 | x | 6 | x | 0.667 | [5 empty] | = | 184.092
| D/Bar 1/2 Ø |  |  |  |  | 2 | x | 15 | x | 6 | x | 0.667 | [5 empty] | = | 120.06
| U/Supp/Bar 1/2 Ø |  |  |  |  | 1 | x | 15 | x | 2.5 | x | 0.667 | [5 empty] | = | 25.0125
Tank Slab
| M/Bar 1/2 Ø |  |  |  |  | 1 | x | 23 | x | 10.75 | x | 0.667 | [5 empty] | = | 164.9158
| D/Bar 1/2 Ø |  |  |  |  | 1 | x | 15 | x | 12.25 | x | 0.667 | [5 empty] | = | 122.5613
Projection (Chajja)
| W1 M/Bar | 1/2Ǿ |  |  |  | 4 | x | 17 | x | 4.5 | x | 0.667 | [5 empty] | = | 204.102
| D/Bar | 1/2Ǿ |  |  |  | 4 | x | 12 | x | 6.5 | x | 0.667 | [5 empty] | = | 208.104
| W2 M/Bar | 1/2Ǿ |  |  |  | 6 | x | 12 | x | 4.5 | x | 0.667 | [5 empty] | = | 216.108
| D/Bar | 1/2Ǿ |  |  |  | 6 | x | 12 | x | 5.5 | x | 0.667 | [5 empty] | = | 264.132
| W3 M/Bar | 1/2Ǿ |  |  |  | 4 | x | 12 | x | 4.5 | x | 0.667 | [5 empty] | = | 144.072
| D/Bar | 1/2Ǿ |  |  |  | 4 | x | 12 | x | 4.5 | x | 0.667 | [5 empty] | = | 144.072
| W4 M/Bar | 1/2Ǿ |  |  |  | 4 | x | 9 | x | 4.5 | x | 0.667 | [5 empty] | = | 108.054
| D/Bar | 1/2Ǿ |  |  |  | 4 | x | 5 | x | 3.5 | x | 0.667 | [5 empty] | = | 46.69
| V1 M/Bar | 1/2Ǿ |  |  |  | 4 | x | 6 | x | 4.5 | x | 0.667 | [5 empty] | = | 72.036
| D/Bar | 1/2Ǿ |  |  |  | 4 | x | 6 | x | 2.5 | x | 0.667 | [5 empty] | = | 40.02
[16 empty] | Total |  |  | 38418.7773
| Convert in Cwt |  |  | 38418.7773 |  |  | ÷ | 112 | [7 empty] | CWT |  | = | 343.0248
2 | Extra Labour for lifting of steel above first floor for every additional floor (S.I. 29/P-19)
Quantity Same as above Item | [15 empty] | Total |  | = | 343.0248
3 | R.C.C work including all labour and materials except the cost of steel reinforcement and its labour for bending and binding which will be paid separately. This Rate also include all kinds of forms: lifting shuttering curing rendering and finishing the exposed surface (i/c screening & washing of shingle). R.C. work in roof, slab, beams cols, rafts, lintels and other structural all respect ratio 1:2:4 (90-lbs) cement 2-cft sand 4-cft shingle 1/8" to 1/4" gauge (S.I.No.15/6-a-i)
Super Structure Coloumns
C1 |  |  |  | 1 | x | 34 | x | 2 | x | 0.67 | x | 9 | [5 empty] | = | 410.04
Ground Floor Slab
Horizontal Beam
Grid (A2 - C2)(J2 - L2) | [5 empty] | 2 | x | 12.34 | x | 0.67 | x | 2.5 | [5 empty] | = | 41.339
Grid (C3 - E3)(H3 - J3) | [5 empty] | 2 | x | 17 | x | 0.67 | x | 2.5 | [5 empty] | = | 56.95
Grid (E1 - H1) | [5 empty] | 2 | x | 18.08 | x | 0.67 | x | 2.5 | [5 empty] | = | 60.568
Grid (E3 - H3) | [5 empty] | 2 | x | 18.08 | x | 0.67 | x | 2.5 | [5 empty] | = | 60.568
Grid (A5-F5)(G5-L5) | [5 empty] | 2 | x | 77 | x | 0.67 | x | 2.5 | [5 empty] | = | 257.95
Grid (A6-B6)(K6-L6) | [5 empty] | 2 | x | 6 | x | 0.67 | x | 2.5 | [5 empty] | = | 20.1
Grid (B7 - D7)(I2 - K7) | [5 empty] | 2 | x | 12 | x | 0.67 | x | 2.5 | [5 empty] | = | 40.2
Grid (D8-F8)(H8-I8) | [5 empty] | 2 | x | 11 | x | 0.67 | x | 2.5 | [5 empty] | = | 36.85
Vertical Beam
Grid (A2 - A8)(L2 - L8) | [5 empty] | 2 | x | 29.5 | x | 0.67 | x | 2.5 | [5 empty] | = | 98.825
Grid (C2 - C5)(J2-J5) | [5 empty] | 2 | x | 13 | x | 0.67 | x | 2.5 | [5 empty] | = | 43.55
Grid (E1-E2)(H1-H2) | [5 empty] | 2 | x | 6 | x | 0.67 | x | 2.5 | [5 empty] | = | 20.1
Grid (F-G)(3-4) | [5 empty] | 2 | x | 6 | x | 0.67 | x | 2.5 | [5 empty] | = | 20.1
Grid (B5-B8)(K5 - K8) | [5 empty] | 2 | x | 16 | x | 0.67 | x | 2.5 | [5 empty] | = | 53.6
Grid (D-I)(5-8) | [5 empty] | 2 | x | 12 | x | 0.67 | x | 2.5 | [5 empty] | = | 40.2
Grid (F4-F8)(G4-G8) | [5 empty] | 2 | x | 18 | x | 0.67 | x | 2.5 | [5 empty] | = | 60.3
Slab
Grid (A- C)(J-L)(2-5) | [5 empty] | 2 | x | 14.33 | x | 12.33 | x | 0.5 | [5 empty] | = | 176.6889
Grid (C-F)(G-J)(3-5) | [5 empty] | 2 | x | 17 | x | 11.33 | x | 0.5 | [5 empty] | = | 192.61
Grid (E-H)(1-2) | [5 empty] | 1 | x | 17.5 | x | 7.33 | x | 0.5 | [5 empty] | = | 64.1375
Grid (F+) | [5 empty] | 1 | x | 12.33 | x | 12 | x | 0.5 | [5 empty] | = | 73.98
Grid (A-F)(G-L)(5-8) | [5 empty] | 2 | x | 31.67 | x | 16.33 | x | 0.5 | [5 empty] | = | 517.1711
Gallery | [5 empty] | 2 | x | 10 | x | 5 | x | 0.5 | [5 empty] | = | 50
Stair Case
| 1st Flight |  |  |  |  | 1 | x | 12 | x | 4 | x | 0.5 | [5 empty] | = | 24
| Steps |  |  | 11 | x | 1/2- | x | 4 | x | 1 | x | 0.5 | [5 empty] | = | 11
| Landing |  |  |  |  | 2 | x | 10.33 | x | 4 | x | 0.5 | [5 empty] | = | 41.32
| 2nd Flight |  |  |  |  | 4 | x | 12 | x | 4 | x | 0.5 | [5 empty] | = | 96
| Steps |  |  | 11 | x | 1/.2 | x | 4 | x | 1 | x | 0.5 | [5 empty] | = | 11
Stair Tower
Coloumns | [5 empty] | 4 | x | 2 | x | 0.83 | x | 7 | [5 empty] | = | 46.48
Long Way | [5 empty] | 2 | x | 13.42 | x | 0.67 | x | 2.5 | [5 empty] | = | 44.957
Short way | [5 empty] | 2 | x | 11.17 | x | 0.67 | x | 2.5 | [5 empty] | = | 37.4195
Slab
Slab | [5 empty] | 1 | x | 17.42 | x | 15.17 | x | 0.5 | [5 empty] | = | 132.1307
Over Head Tank-1
| Bottom Slab |  |  |  |  | 1 | x | 11.5 | x | 10 | x | 0.67 | [5 empty] | = | 77.05
| Wall |  |  |  |  | 2 | x | 11.5 | x | 4 | x | 0.5 | [5 empty] | = | 46
[6 empty] | 2 | x | 9 | x | 4 | x | 0.5 | [5 empty] | = | 36
| Top Slab |  |  |  |  | 1 | x | 12.5 | x | 11 | x | 0.5 | [5 empty] | = | 68.75
| Footing |  |  |  |  | 85 | x | 4 | x | 4 | x | 1 | [5 empty] | = | 1360
|  | M/Gate Footing |  |  |  | 3 | x | 5 | x | 5 | x | 1.5 | [5 empty] | = | 112.5
|  | M/Gate Column |  |  |  | 2 | x | 2 | x | 2 | x | 4.5 | [5 empty] | = | 36
|  | M/Gate S/S |  |  |  | 3 | x | 2 | x | 2 | x | 12 | [5 empty] | = | 144
|  | Guard Room Footing |  |  |  | 4 | x | 4 | x | 6 | x | 1.5 | [5 empty] | = | 144
|  | "" Short Column |  |  |  | 4 | x | 1.75 | x | 0.67 | x | 4 | [5 empty] | = | 18.76
|  | "" Plinth Beam |  |  |  | 2 | x | 10 | x | 0.67 | x | 2 | [5 empty] | = | 26.8
|  | "" |  |  |  | 2 | x | 8 | x | 0.67 | x | 2 | [5 empty] | = | 21.44
|  | Long Column |  |  |  | 4 | x | 1.75 | x | 0.67 | x | 8 | [5 empty] | = | 51.59
|  | Slab Beam |  |  |  | 2 | x( | 10 | + | 8 | )x | 0.67 | x | 2 |  |  |  | = | 48.24
|  | Slab |  |  |  | 1 | x | 12 | x | 10 | x | 0.5 | [5 empty] | = | 60
Projection (chajja)
W1 |  |  |  | 1 | x | 4 | x | 7 | x | 2 | x | 0.5 | [5 empty] | = | 28
W2 |  |  |  | 1 | x | 6 | x | 5 | x | 2 | x | 0.5 | [5 empty] | = | 30
W3 |  |  |  | 1 | x | 4 | x | 4.5 | x | 2 | x | 0.5 | [5 empty] | = | 18
W4 |  |  |  | 1 | x | 4 | x | 3 | x | 2 | x | 0.5 | [5 empty] | = | 12
V1 |  |  |  | 1 | x | 4 | x | 3 | x | 2 | x | 0.5 | [5 empty] | = | 12
[16 empty] | Total |  |  | 5191.2647
a | RCC Ratio 1 : 2 : 4 | [14 empty] | Total |  |  | 4781.22
b | RCC Ratio 1 : 1½ : 3 | [14 empty] | Total |  |  | 410.04
4 | Add extra labour for RCC in 2nd and subsequent story. (S.I.No.16/6-d)
Quantity Same as above Item | [15 empty] | Total |  | = | 5191.2647
5 | Providing and laying 1:3:6 cement concrete solid block masonry set in 1:6 cement mortar in ground floor superstructure in/c: raking out joints and curing etc complete. (S.I.No.18/23).
| Bed Room 1 |  |  | 1 | x | 2 | x | 11 | x | 0.5 | x | 8.75 | [5 empty] | = | 96.25
| "" " |  |  | 1 | x | 2 | x | 13 | x | 0.5 | x | 8.75 | [5 empty] | = | 113.75
| Bed Room 2 |  |  | 1 | x | 2 | x | 12 | x | 0.5 | x | 8.75 | [5 empty] | = | 105
| Living Room |  |  | 1 | x | 2 | x | 11 | x | 0.5 | x | 8.75 | [5 empty] | = | 96.25
| "" |  |  | 1 | x | 2 | x | 15 | x | 0.5 | x | 8.75 | [5 empty] | = | 131.25
| Kitchen |  |  | 1 | x | 2 | x | 8 | x | 0.5 | x | 8.75 | [5 empty] | = | 70
| "" |  |  | 1 | x | 2 | x | 6 | x | 0.5 | x | 8.75 | [5 empty] | = | 52.5
| Store |  |  | 1 | x | 2 | x | 6 | x | 0.5 | x | 8.75 | [5 empty] | = | 52.5
| "" |  |  | 1 | x | 1 | x | 5 | x | 0.5 | x | 8.75 | [5 empty] | = | 21.875
| Lounge |  |  | 1 | x | 2 | x | 17 | x | 0.5 | x | 8.75 | [5 empty] | = | 148.75
| Bath -1 |  |  | 1 | x | 2 | x | 7.25 | x | 0.5 | x | 8.75 | [5 empty] | = | 63.4375
| "" |  |  | 1 | x | 2 | x | 6 | x | 0.5 | x | 8.75 | [5 empty] | = | 52.5
| Bath - 2 |  |  |  |  | 1 | x | 7.25 | x | 0.5 | x | 8.75 | [5 empty] | = | 31.7188
| "" |  |  |  |  | 1 | x | 6 | x | 0.5 | x | 8.75 | [5 empty] | = | 26.25
|  | Gallery |  | 1 | x | 2 | x | 4 | x | 0.5 | x | 4 | [6 empty] | 16
|  |  |  | 1 | x | 1 | x | 9 | x | 0.5 | x | 4 | [6 empty] | 18
[17 empty] | Total |  | 1096.0312
Deduction
| Coloumn |  |  | 1 | x | 26 | x | 2 | x | 0.5 | x | 8.5 | [5 empty] | = | 221
| D1 |  |  | 1 | x | 3 | x | 3.5 | x | 0.5 | x | 8 | [5 empty] | = | 42
| D2 |  |  | 1 | x | 3 | x | 3 | x | 0.5 | x | 8 | [5 empty] | = | 36
| D3 |  |  | 1 | x | 4 | x | 2.5 | x | 0.5 | x | 8 | [5 empty] | = | 40
| W1 |  |  | 1 | x | 2 | x | 6 | x | 0.5 | x | 4 | [5 empty] | = | 24
| W2 |  |  | 1 | x | 2 | x | 4 | x | 0.5 | x | 4 | [5 empty] | = | 16
| W3 |  |  | 1 | x | 1 | x | 3 | x | 0.5 | x | 4 | [5 empty] | = | 6
| W4 |  |  | 1 | x | 2 | x | 2 | x | 0.5 | x | 4 | [5 empty] | = | 8
| V1 |  |  | 1 | x | 2 | x | 2 | x | 0.5 | x | 1.5 | [5 empty] | = | 3
[17 empty] | Total |  | 396
| Net Qty (A-B) |  | 1096.0312 |  |  |  | - |  | 396 | [6 empty] | Total Qty |  | = | 700.0312
| 2 No. Flats on Each Floor | [6 empty] | 700.0312 |  |  | x | 2 |  |  |  | G. Total |  | = | 1400.0625
Stair Case
| Landing Area |  |  | 1 | x | 2 | x | 9.83 | x | 0.5 | x | 8 | [5 empty] | = | 78.64
| """ |  |  | 1 | x | 2 | x | 2 | x | 9.08 | x | 0.5 | x | 8 |  |  |  | = | 18.16
| Tower Wall |  |  | 1 | x | 2 | x | 3 | x | 0.5 | x | 8 | [5 empty] | = | 24
|  |  |  | 1 | x | 2 | x | 2.5 | x | 0.5 | x | 8 | [5 empty] | = | 20
Parapet Wall
| Grid ( A2-A9 ) (Q2-Q9) |  |  | 1 | x | 2 | x | 31.83 | x | 0.5 | x | 3 | [5 empty] | = | 95.49
| Grid ( 2A-2B) (2P-2Q) |  |  | 1 | x | 2 | x | 12.83 | x | 0.5 | x | 3 | [5 empty] | = | 38.49
| Grid (B2-B3) (P2-P3) |  |  | 1 | x | 2 | x | 4.33 | x | 0.5 | x | 3 | [5 empty] | = | 12.99
| Grid (3B-3C) (3N-3P) |  |  | 1 | x | 2 | x | 6.67 | x | 0.5 | x | 3 | [5 empty] | = | 20.01
| Grid (C1-C3) (N1-N3) |  |  | 1 | x | 2 | x | 9.33 | x | 0.5 | x | 3 | [5 empty] | = | 27.99
| Grid (C1-N1) |  |  | 1 | x | 2 | x | 43.84 | x | 0.5 | x | 3 | [5 empty] | = | 131.52
| Grid (9A-9B) (9P-9Q) |  |  | 1 | x | 2 | x | 12.83 | x | 0.5 | x | 3 | [5 empty] | = | 38.49
| Grid (9B-9G) (9J-9P) |  |  | 1 | x | 2 | x | 23.92 | x | 0.5 | x | 3 | [5 empty] | = | 71.76
[17 empty] | Total |  | 577.54
Net Qty (A+B ) |  |  | 1400.0625 |  |  |  | + |  | 577.54 | [6 empty] | Total Qty |  | = | 1977.6025
6 | Add extra labour for block masonary in first floor. (S.I.No.23/19-a)
| Quantity Same as Above Item | [14 empty] | Total Qty |  | = | 1977.6025
7 | P/F G.I. frames / chowkhats of size 7"x2" or 4-1/2" x 3" for door using 20 gauge G.I. sheet in/c: welded hinges and fixing at site with necessary holdfast, filling with cement sand slurry of ratio 1:6 and repairing the jambs. The cost also in/c: all carriage tools and plants used in making and fixing (S.I.No.93/29)
| D1 |  |  | 1 | x | 3 | x( | 8 | + | 3.25 | + | 3.25 | + | 3.25 | + | 8 | ) | = | 77.25
| D2 |  |  | 1 | x | 3 | x( | 8 | + | 2.75 | + | 2.75 | + | 2.75 | + | 8 | ) | = | 72.75
| D3 |  |  | 1 | x | 4 | x( | 8 | + | 2.25 | + | 2.25 | + | 2.25 | + | 8 | ) | = | 91
[16 empty] | Total Rft |  |  | 241
| 2 No. Flats on Each Floor | [6 empty] | 241 |  |  | x | 2 |  |  |  | G. Total |  | = | 482
8 | Cement Plaster (1:4) upto 20' height 3/4" thick. (S.I.No.51/11-c)
Ceiling
| Room 1 |  |  | 1 | x | 12 | x | 12 | [9 empty] | = | 144
| Room 2 |  |  | 1 | x | 11 | x | 13 | [9 empty] | = | 143
| Living Room |  |  | 1 | x | 11 | x | 15 | [9 empty] | = | 165
| Lounge |  |  | 1 | x | 17 | x | 10 | [9 empty] | = | 170
|  | Store |  | 1 | x | 5 | x | 6 | [9 empty] | = | 30
|  | Kitchen |  | 1 | x | 8 | x | 6 | [9 empty] | = | 48
|  | Bath -1 |  | 1 | x | 6 | x | 7.25 | [9 empty] | = | 43.5
|  | Bath -2 |  | 1 | x | 6 | x | 7.25 | [9 empty] | = | 43.5
|  | Gallery |  | 1 | x | 9 | x | 4 | [9 empty] | = | 36
Walls
| Room 1 |  |  | 1 | x | 2 | x( | 11 | + | 13 | )x | 10.5 | [5 empty] | = | 504
| Room 2 |  |  | 1 | x | 2 | x( | 12 | + | 12 | )x | 10.5 | [5 empty] | = | 504
| Living Room |  |  | 1 | x | 2 | x( | 11 | + | 15 | )x | 10.5 | [5 empty] | = | 546
| Lounge |  |  | 1 | x | 2 | x( | 17 | + | 10 | )x | 10.5 | [5 empty] | = | 567
| Kitchen |  |  | 1 | x | 2 | x( | 8 | + | 6 | )x | 10.5 | [5 empty] | = | 294
| Store |  |  | 1 | x | 2 | x( | 5 | + | 6 | )x | 10.5 | [5 empty] | = | 231
|  | Bath -1 |  | 1 | x | 2 | x( | 6 | + | 7.25 | )x | 4 | [5 empty] | = | 106
|  | Bath -2 |  | 1 | x | 2 | x( | 6 | + | 7.25 | )x | 4 | [5 empty] | = | 106
|  | Gallery |  | 1 | x | 2 | x | 4 | x | 4.5 | [8 empty] | 36
|  |  |  | 1 | x | 1 | x | 9 | x | 4.5 | [8 empty] | 40.5
[16 empty] | Total (A) |  |  | 3757.5
Deduction
| D1 |  |  | 1 | x | 3 | x | 3.5 | x | 8 | [7 empty] | = | 84
| D2 |  |  | 1 | x | 3 | x | 3 | x | 8 | [7 empty] | = | 72
| D3 |  |  | 1 | x | 4 | x | 2.5 | x | 8 | [7 empty] | = | 80
| W1 |  |  | 1 | x | 2 | x | 6 | x | 4 | [7 empty] | = | 48
| W2 |  |  | 1 | x | 2 | x | 4 | x | 4 | [7 empty] | = | 32
| W3 |  |  | 1 | x | 1 | x | 3 | x | 4 | [7 empty] | = | 12
| W4 |  |  | 1 | x | 2 | x | 2 | x | 4 | [7 empty] | = | 16
| V1 |  |  | 1 | x | 2 | x | 2 | x | 1.5 | [7 empty] | = | 6
[17 empty] | Total (B) |  | 350
Net Qty (A-B ) |  |  | 3757.5 |  |  |  | - |  | 350 | [6 empty] | Total Qty |  | = | 3407.5
| 2 No. Flats on Each Floor | [6 empty] | 3407.5 |  |  | x | 2 |  |  |  | Total (A) |  | = | 6815
Stair Case
1st Step
| 1st /2nd waist | [6 empty] | 2 | x | 9 | x | 4 | [5 empty] | = | 72
| Landing | [6 empty] | 1 | x | 10.5 | x | 4 | [5 empty] | = | 42
| Wall Right Side |  |  |  |  | 1 | x | 15 | x( | 0.5 | + | 5.5 | ) |  |  |  |  | = | 45
2
| Wall Left Side |  |  |  |  | 1 | x | 15 | x( | 11 | + | 5.5 | ) |  |  |  |  | = | 123.75
2
| Wall Front Side | [6 empty] | 1 | x | 10 | x | 11 | [5 empty] | = | 110
2nd Step
| Wall Right Side | [6 empty] | 1 | x | 15 | x | 11 | [5 empty] | = | 165
| Wall Left Side |  |  |  |  | 1 | x | 15 | x( | 4 | + | 5.5 | ) |  |  |  |  | = | 71.25
2
| Wall Front Side | [6 empty] | 1 | x | 10 | x | 11 | [5 empty] | = | 110
| Landing | [6 empty] | 1 | x | 10.5 | x | 11 | [5 empty] | = | 115.5
3rd Step
| Wall Right Side | [6 empty] | 1 | x | 15 | x | 11 | [5 empty] | = | 165
| Wall Left Side |  |  |  |  | 1 | x | 15 | x( | 4 | + | 5.5 | ) |  |  |  |  | = | 71.25
2
| Wall Front Side | [6 empty] | 1 | x | 10 | x | 11 | [5 empty] | = | 110
| Landing | [6 empty] | 1 | x | 10.5 | x | 11 | [5 empty] | = | 115.5
Parapet Wall
| Grid ( A2-A9 ) (Q2-Q9) |  |  |  |  | 1 | x | 2 | x | 31.83 | x | 3.5 | [5 empty] | = | 222.81
| Grid ( 2A-2B) (2P-2Q) |  |  |  |  | 1 | x | 2 | x | 12.83 | x | 3.5 | [5 empty] | = | 89.81
| Grid (B2-B3) (P2-P3) |  |  |  |  | 1 | x | 2 | x | 4.33 | x | 3.5 | [5 empty] | = | 30.31
| Grid (3B-3C) (3N-3P) |  |  |  |  | 1 | x | 2 | x | 6.67 | x | 3.5 | [5 empty] | = | 46.69
| Grid (C1-C3) (N1-N3) |  |  |  |  | 1 | x | 2 | x | 9.33 | x | 3.5 | [5 empty] | = | 65.31
| Grid (C1-N1) |  |  |  |  | 1 | x | 2 | x | 43.84 | x | 3.5 | [5 empty] | = | 306.88
| Grid (9A-9B) (9P-9Q) |  |  |  |  | 1 | x | 2 | x | 12.83 | x | 3.5 | [5 empty] | = | 89.81
| Grid (9B-9G) (9J-9P) |  |  |  |  | 1 | x | 2 | x | 23.92 | x | 3.5 | [5 empty] | = | 167.44
Outside Plaster:
| Grid ( A2-A9 ) (Q2-Q9) |  |  |  |  | 1 | x | 2 | x | 31.83 | x | 37.5 | [5 empty] | = | 2387.25
| Grid ( 2A-2B) (2P-2Q) |  |  |  |  | 1 | x | 2 | x | 12.83 | x | 37.5 | [5 empty] | = | 962.25
| Grid (B2-B3) (P2-P3) |  |  |  |  | 1 | x | 2 | x | 4.33 | x | 37.5 | [5 empty] | = | 324.75
| Grid (3B-3C) (3N-3P) |  |  |  |  | 1 | x | 2 | x | 6.67 | x | 37.5 | [5 empty] | = | 500.25
| Grid (C1-C3) (N1-N3) |  |  |  |  | 1 | x | 2 | x | 9.33 | x | 37.5 | [5 empty] | = | 699.75
| Grid (C1-N1) |  |  |  |  | 1 | x | 2 | x | 43.84 | x | 37.5 | [5 empty] | = | 3288
| Grid (9A-9B) (9P-9Q) |  |  |  |  | 1 | x | 2 | x | 12.83 | x | 37.5 | [5 empty] | = | 962.25
| Grid (9B-9G) (9J-9P) |  |  |  |  | 1 | x | 2 | x | 23.92 | x | 37.5 | [5 empty] | = | 1794
[16 empty] | Total (i) |  |  | 13253.81
Deduction
| W1 |  |  | 1 | x | 4 | x | 6 | x | 4 | [7 empty] | = | 96
| W2 |  |  | 1 | x | 6 | x | 4 | x | 4 | [7 empty] | = | 96
| W3 |  |  | 1 | x | 4 | x | 3 | x | 3.5 | [7 empty] | = | 42
| W4 |  |  | 1 | x | 4 | x | 2 | x | 1.75 | [7 empty] | = | 14
| V1 |  |  | 1 | x | 4 | x | 2 | x | 1.75 | [7 empty] | = | 14
[17 empty] | Total (ii) |  | 262
Net Qty (i-ii ) |  |  | 13253.81 |  |  |  | - |  | 262 | [6 empty] | Total (B) |  | = | 12991.81
Net Qty (A+B ) |  |  | 6815 |  |  |  | + |  | 12991.81 | [6 empty] | Total Qty |  | = | 19806.81
9 | Laying white marble flooring fine dressed in the surface without winding set in lime mortar 1:2 in/c rubbing and polishing of the joints.(b) 1" thick. (S.I.No.42/28-b)(1" thick flooring).
|  | Room 1 |  |  |  | 1 | x | 12 | x | 12 | [7 empty] | = | 144
|  | Room 2 |  |  |  | 1 | x | 11 | x | 13 | [7 empty] | = | 143
|  | Living Room |  |  |  | 1 | x | 11 | x | 15 | [7 empty] | = | 165
|  | Lounge |  |  |  | 1 | x | 17 | x | 10 | [7 empty] | = | 170
|  | Store |  |  |  | 1 | x | 5 | x | 6 | [7 empty] | = | 30
|  | Kitchen |  |  |  | 1 | x | 8 | x | 6 | [7 empty] | = | 48
|  | Gallery |  |  |  | 1 | x | 9 | x | 4 | [7 empty] | = | 36
[16 empty] | Total |  |  | 736
| 2 No. Flats on Each Floor | [6 empty] | 736 |  |  | x | 2 |  |  |  | Total (A) |  | = | 1472
Stair Case
|  | Trade |  | 1 | x | 2 | x | 11 | x | 5 | x | 1 | [5 empty] | = | 110
|  | Riser |  | 1 | x | 2 | x | 12 | x | 5 | x | 0.5 | [6 empty] | 60
|  | Landing |  |  |  | 1 | x | 11 | x | 5 | [8 empty] | 55
[17 empty] | Total |  | 225
Net Qty (A+B ) |  |  | 1472 |  |  |  | + |  | 225 | [6 empty] | Total Qty |  | = | 1697
10 | Providing and fixing 3/8" thick marble tiles of approved quality and colour shade size 8" x 4"/6"x4" in dado skirting and facing removal/tucking of existing plaster surface etc over 1/2" thick base of cement mortar 1:3 setting mortar base including filling the joints and washing the tiles with white cement slurry current finishing cleaning and polishing etc complete. (ii) for old work. (S.I.No.48/68-ii).
Skirting
|  | Room 1 |  | 1 | x | 2 | x( | 12 | + | 12 | )x | 0.5 | [5 empty] | = | 24
|  | Room 2 |  | 1 | x | 2 | x( | 11 | + | 13 | )x | 0.5 | [5 empty] | = | 24
|  | Living Room |  | 1 | x | 2 | x( | 11 | + | 15 | )x | 0.5 | [5 empty] | = | 26
|  | Lounge |  | 1 | x | 2 | x( | 17 | + | 10 | )x | 0.5 | [5 empty] | = | 27
|  | Store |  | 1 | x | 2 | x( | 5 | + | 6 | )x | 0.5 | [5 empty] | = | 11
|  | Galery |  | 1 | x | 2 | x( | 4 | + | 9 | )x | 0.5 | [5 empty] | = | 72
[16 empty] | Total |  | = | 184
Deduction
| D1 |  |  | 1 | x | 3 | x | 3.5 | x | 0.5 | [7 empty] | = | 5.25
| D2 |  |  | 1 | x | 3 | x | 3 | x | 0.5 | [7 empty] | = | 4.5
| D3 |  |  | 1 | x | 4 | x | 2.5 | x | 0.5 | [7 empty] | = | 5
[16 empty] | Total |  | = | 14.75
|  | Net Qty (i-ii) |  |  | 184 |  |  | - |  | 14.75 | [5 empty] | Total |  | = | 169.25
| 2 No. Flats on Each Floor | [6 empty] | 169.25 |  |  | x | 2 |  |  |  | Total (A) |  | = | 338.5
Stairs
|  | 1st Flight |  |  |  | 1 | x | 12 | x | 0.5 | [7 empty] | = | 6
|  | Landng |  | 1 | x( | 5 | + | 11 | + | 5 | )x | 0.5 | [5 empty] | = | 10.5
|  | 2nd Flight |  |  |  | 1 | x | 12 | x | 0.5 | [7 empty] | = | 6
[12 empty] | Total (B) | [5 empty] | = | 22.5
Net Qty (A+B ) |  |  | 338.5 |  |  |  | + |  | 22.5 | [6 empty] | Total Qty |  | = | 361
11 | Laying floors of approved colored glazed tiles 1/4" thick laid in white cement and pigment on a bed of 3/4" thick cement mortar 1:2. (S.I.No.42/25)
| Bath-1 |  |  |  |  | 1 | x | 6 | x | 7.25 | [7 empty] | = | 43.5
| Bath-2 |  |  |  |  | 1 | x | 6 | x | 7.25 | [7 empty] | = | 43.5
[17 empty] | Total | = | 87
| 2 No. Flats on Each Floor | [6 empty] | 87 |  |  | x | 2 |  |  |  | Total (A) |  | = | 174
12 | White glazed tile 1/4" thick dado jointed in white cement and laid over 1:2 cement sand mortar 3/4" thick including finishing.
| Bath-1 |  |  | 1 | x | 2 | x( | 6 | + | 7.25 | )x | 4 | [5 empty] | = | 106
| Bath-2 |  |  | 1 | x | 2 | x( | 6 | + | 7.25 | )x | 4 | [5 empty] | = | 106
|  | Kitchen |  | 1 | x | 2 | x( | 8 | + | 6 | )x | 4 | [5 empty] | = | 112
[16 empty] | Total (A) |  | = | 324
Deduction
|  |  |  | 1 | x | 2 | x | 2.5 | x | 4 | [7 empty] | = | 20
[6 empty] | 1 | x | 2.5 | x | 4 | [7 empty] | = | 10
[6 empty] | 1 | x | 6 | x | 2 | [7 empty] | = | 12
[16 empty] | Total (B) |  | = | 42
| Net Qty (A - B) |  |  |  | 324 |  |  | - |  | 42 | [6 empty] | Total | = | 282
| 2 No. Flats on Each Floor | [6 empty] | 282 |  |  | x | 2 |  |  |  | Total (A) |  | = | 564
13 | Providing and fixing in position doors windows and ventilators of 1st class deodar wood frames and 1-3/4" thick commercial ply veneer shutter of 1st class deodar skeletion (Hollow) and commercial ply wood (3-ply) on both side in/c: holdfast, hinges, iron tower bolts handles and cleats with cross and one mort ice lock and hook (S.I.no.58/9)(without chokhats).
| D1 |  |  | 1 | x | 3 | x | 3.25 | x | 6.75 | [7 empty] | = | 65.8125
| V |  |  | 1 | x | 3 | x | 3.25 | x | 0.92 | [7 empty] | = | 8.97
| D2 |  |  | 1 | x | 3 | x | 2.75 | x | 6.75 | [7 empty] | = | 55.6875
| V |  |  | 1 | x | 3 | x | 2.75 | x | 0.92 | [7 empty] | = | 7.59
| D3 |  |  | 1 | x | 4 | x | 2.25 | x | 6.75 | [7 empty] | = | 60.75
| V |  |  | 1 | x | 4 | x | 2.25 | x | 0.92 | [7 empty] | = | 8.28
[16 empty] | Total |  |  | 207.09
| 2 No. Flats on Each Floor | [6 empty] | 207.09 |  |  | x | 2 |  |  |  | G. Total |  | = | 414.18
14 | Supply and fixing in position aluminum channel framing for sliding window ventilators of alcop made with 5 mm thick thinned glass glazed (Belgium) and aluminum fly screen in'/c: handles stopper and locking arragement etc complete. (Deluxe model boronze)(S.I.No.107/84-b).
| W1 |  |  | 1 | x | 2 | x | 6 | x | 4 | [7 empty] | = | 48
| W2 |  |  | 1 | x | 3 | x | 4 | x | 4 | [7 empty] | = | 48
| W3 |  |  | 1 | x | 2 | x | 3 | x | 4 | [7 empty] | = | 24
| W4 |  |  | 1 | x | 2 | x | 2 | x | 4 | [7 empty] | = | 16
| V1 |  |  | 1 | x | 2 | x | 2 | x | 1.5 | [7 empty] | = | 6
[17 empty] | Total |  | 142
| 2 No. Flats on Each Floor | [6 empty] | 142 |  |  | x | 2 |  |  |  | G. Total |  | = | 284
15 | Primary coat of chalk under distemper. (S.I.No.61/25)
Ceiling
|  | Room 1 |  |  |  | 1 | x | 12 | x | 12 | [7 empty] | = | 144
|  | Room 2 |  |  |  | 1 | x | 11 | x | 13 | [7 empty] | = | 143
|  | Living Room |  |  |  | 1 | x | 11 | x | 15 | [7 empty] | = | 165
|  | Lounge |  |  |  | 1 | x | 17 | x | 10 | [7 empty] | = | 170
|  | Store |  |  |  | 1 | x | 5 | x | 6 | [7 empty] | = | 30
|  | Kitchen |  |  |  | 1 | x | 8 | x | 6 | [7 empty] | = | 48
|  | Gallery |  |  |  | 1 | x | 9 | x | 4 | [7 empty] | = | 36
| Bath-1 |  |  |  |  | 1 | x | 7.25 | x | 6 | [7 empty] | = | 43.5
| Bath-2 |  |  |  |  | 1 | x | 7.25 | x | 6 | [7 empty] | = | 43.5
Walls
| Room 1 |  |  | 1 | x | 2 | x( | 11 | + | 13 | )x | 10.5 | [5 empty] | = | 504
| Room 2 |  |  | 1 | x | 2 | x( | 12 | + | 12 | )x | 10.5 | [5 empty] | = | 504
| Living Room |  |  | 1 | x | 2 | x( | 11 | + | 15 | )x | 10.5 | [5 empty] | = | 546
| Lounge |  |  | 1 | x | 2 | x( | 17 | + | 10 | )x | 10.5 | [5 empty] | = | 567
| Kitchen |  |  | 1 | x | 2 | x( | 8 | + | 6 | )x | 10.5 | [5 empty] | = | 294
| Store |  |  | 1 | x | 2 | x( | 5 | + | 6 | )x | 10.5 | [5 empty] | = | 231
|  | Gallery |  |  |  | 1 | x | 9 | x | 4.5 | [7 empty] | = | 40.5
|  | "" |  | 1 | x | 2 | x | 4 | x | 4.5 | [8 empty] | 36
| Bath-1 |  |  | 1 | x | 2 | x( | 6 | + | 7.25 | )x | 4 | [5 empty] | = | 106
| Bath-2 |  |  | 1 | x | 2 | x( | 6 | + | 7.25 | )x | 4 | [5 empty] | = | 106
[16 empty] | Total (A) |  |  | 3757.5
Deduction
| D1 |  |  | 1 | x | 3 | x | 3.5 | x | 8 | [7 empty] | = | 84
| D2 |  |  | 1 | x | 3 | x | 3 | x | 8 | [7 empty] | = | 72
| D3 |  |  | 1 | x | 4 | x | 2.5 | x | 8 | [7 empty] | = | 80
| W1 |  |  | 1 | x | 2 | x | 6 | x | 4 | [7 empty] | = | 48
| W2 |  |  | 1 | x | 2 | x | 4 | x | 4 | [7 empty] | = | 32
| W3 |  |  | 1 | x | 1 | x | 3 | x | 4 | [7 empty] | = | 12
| W4 |  |  | 1 | x | 2 | x | 2 | x | 4 | [7 empty] | = | 16
| V1 |  |  | 1 | x | 2 | x | 2 | x | 1.5 | [7 empty] | = | 6
[17 empty] | Total (B) |  | 350
Net Qty (A-B ) |  |  | 3757.5 |  |  |  | - |  | 350 | [6 empty] | Total Qty |  | = | 3407.5
| 2 No. Flats on Each Floor | [6 empty] | 3407.5 |  |  | x | 2 |  |  |  | G. Total |  | = | 6815
16 | Distempering in three coats.(S.I.No.54/24-a+b+c).
Internal Side
Ceiling
|  | Room 1 |  |  |  | 1 | x | 12 | x | 12 | [7 empty] | = | 144
|  | Room 2 |  |  |  | 1 | x | 11 | x | 13 | [7 empty] | = | 143
|  | Living Room |  |  |  | 1 | x | 11 | x | 15 | [7 empty] | = | 165
|  | Lounge |  |  |  | 1 | x | 17 | x | 10 | [7 empty] | = | 170
|  | Store |  |  |  | 1 | x | 5 | x | 6 | [7 empty] | = | 30
|  | Kitchen |  |  |  | 1 | x | 8 | x | 6 | [7 empty] | = | 48
|  | Gallery |  |  |  | 1 | x | 9 | x | 4 | [7 empty] | = | 36
| Bath-1 |  |  |  |  | 1 | x | 7.25 | x | 6 | [7 empty] | = | 43.5
| Bath-2 |  |  |  |  | 1 | x | 7.25 | x | 6 | [7 empty] | = | 43.5
Walls
| Room 1 |  |  | 1 | x | 2 | x( | 11 | + | 13 | )x | 10.5 | [5 empty] | = | 504
| Room 2 |  |  | 1 | x | 2 | x( | 12 | + | 12 | )x | 10.5 | [5 empty] | = | 504
| Living Room |  |  | 1 | x | 2 | x( | 11 | + | 15 | )x | 10.5 | [5 empty] | = | 546
| Lounge |  |  | 1 | x | 2 | x( | 17 | + | 10 | )x | 10.5 | [5 empty] | = | 567
| Kitchen |  |  | 1 | x | 2 | x( | 8 | + | 6 | )x | 10.5 | [5 empty] | = | 294
| Store |  |  | 1 | x | 2 | x( | 5 | + | 6 | )x | 10.5 | [5 empty] | = | 231
|  | Gallery |  |  |  | 1 | x | 9 | x | 4.5 | [7 empty] | = | 40.5
|  | "" |  | 1 | x | 2 | x | 4 | x | 4.5 | [8 empty] | 36
| Bath-1 |  |  | 1 | x | 2 | x( | 6 | + | 7.25 | )x | 4 | [5 empty] | = | 106
| Bath-2 |  |  | 1 | x | 2 | x( | 6 | + | 7.25 | )x | 4 | [5 empty] | = | 106
[16 empty] | Total (i) |  |  | 3757.5
Deduction
| D1 |  |  | 1 | x | 3 | x | 3.5 | x | 8 | [7 empty] | = | 84
| D2 |  |  | 1 | x | 3 | x | 3 | x | 8 | [7 empty] | = | 72
| D3 |  |  | 1 | x | 4 | x | 2.5 | x | 8 | [7 empty] | = | 80
| W1 |  |  | 1 | x | 2 | x | 6 | x | 4 | [7 empty] | = | 48
| W2 |  |  | 1 | x | 2 | x | 4 | x | 4 | [7 empty] | = | 32
| W3 |  |  | 1 | x | 1 | x | 3 | x | 4 | [7 empty] | = | 12
| W4 |  |  | 1 | x | 2 | x | 2 | x | 4 | [7 empty] | = | 16
| V1 |  |  | 1 | x | 2 | x | 2 | x | 1.5 | [7 empty] | = | 6
[17 empty] | Total (ii) |  | 350
Net Qty (i-ii ) |  |  | 3757.5 |  |  |  | - |  | 350 | [6 empty] | Total Qty |  | = | 3407.5
| 2 No. Flats on Each Floor | [6 empty] | 3407.5 |  |  | x | 2 |  |  |  | Total (A) |  | = | 6815
Stair Case
1st Step
| 1st /2nd waist | [6 empty] | 2 | x | 11 | x | 4 | [5 empty] | = | 88
| Landing | [6 empty] | 1 | x | 10.5 | x | 4 | [5 empty] | = | 42
| Wall Right Side |  |  |  |  | 1 | x | 11.83 | x( | 0.5 | + | 5.5 | ) |  |  |  |  | = | 35.49
2
| Wall Left Side |  |  |  |  | 1 | x | 11.83 | x( | 11 | + | 5.5 | ) |  |  |  |  | = | 97.5975
2
| Wall Front Side | [6 empty] | 1 | x | 10 | x | 11 | [5 empty] | = | 110
2nd Step
| Wall Right Side | [6 empty] | 1 | x | 11.83 | x | 11 | [5 empty] | = | 130.13
| Wall Left Side |  |  |  |  | 1 | x | 11.83 | x( | 4 | + | 5.5 | ) |  |  |  |  | = | 56.1925
2
| Wall Front Side | [6 empty] | 1 | x | 10 | x | 11 | [5 empty] | = | 110
| Landing | [6 empty] | 1 | x | 10.5 | x | 11 | [5 empty] | = | 115.5
3rd Step
| Wall Right Side | [6 empty] | 1 | x | 11.83 | x | 11 | [5 empty] | = | 130.13
| Wall Left Side |  |  |  |  | 1 | x | 11.83 | x( | 4 | + | 5.5 | ) |  |  |  |  | = | 56.1925
2
| Wall Front Side | [6 empty] | 1 | x | 10 | x | 11 | [5 empty] | = | 110
| Landing | [6 empty] | 1 | x | 10.5 | x | 11 | [5 empty] | = | 115.5
Stair Tower
|  | Long Wall |  |  |  | 1 | x | 2 | x | 16 | x | 11 | [5 empty] | = | 352
|  | Short Wall |  |  |  | 1 | x | 2 | x | 9 | x | 11 | [5 empty] | = | 198
[16 empty] | Total (B) |  |  | 1746.7325
Net Qty (A+B ) |  |  | 6815 |  |  |  | + |  | 1746.7325 | [6 empty] | Total Qty |  | = | 8561.7325
External Side (Building)
| Grid (A2-A6) |  |  | 1 | x | 2 | x | 31 | x | 37.5 | [7 empty] | = | 2325
| Grid (2A-2C) |  |  | 1 | x | 2 | x | 12 | x | 37.5 | [7 empty] | = | 900
| Grid (C2-C3)(K2-K3) |  |  | 1 | x | 2 | x | 3 | x | 37.5 | [7 empty] | = | 225
| Grid (3C-3E)(3H-3K) |  |  | 1 | x | 2 | x | 14.5 | x | 37.5 | [7 empty] | = | 1087.5
| Grid (E1-E3)(H1-H3) |  |  | 1 | x | 2 | x | 6.5 | x | 37.5 | [7 empty] | = | 487.5
| Grid (1E-1H) |  |  |  |  | 1 | x | 18 | x | 37.5 | [7 empty] | = | 675
| Grid (6A-6C)(6L-6M) |  |  | 1 | x | 2 | x | 7 | x | 37.5 | [7 empty] | = | 525
| Grid (6B-6D)(6J-6L) |  |  | 1 | x | 2 | x | 13 | x | 37.5 | [7 empty] | = | 975
| Grid (6D-6F)(6G-6J) |  |  | 1 | x | 2 | x | 12 | x | 37.5 | [7 empty] | = | 900
Parapet Wall
| Grid (A2-A6)(M2-M6) |  |  | 1 | x | 2 | x | 29.5 | x | 3.5 | [7 empty] | = | 206.5
| Grid (2A-2C) (2k-2M) |  |  | 1 | x | 2 | x | 12 | x | 3.5 | [7 empty] | = | 84
| Grid (C2-C3)(K2-K3) |  |  | 1 | x | 2 | x | 3 | x | 3.5 | [7 empty] | = | 21
| Grid (3C-3E)(3H-3K) |  |  | 1 | x | 2 | x | 14 | x | 3.5 | [7 empty] | = | 98
| Grid (E1-E3)(H1-H3) |  |  | 1 | x | 2 | x | 6.5 | x | 3.5 | [7 empty] | = | 45.5
| Grid (1E-1H) |  |  |  |  | 1 | x | 18 | x | 3.5 | [7 empty] | = | 63
| Grid (6A-6C)(6L-6M) |  |  | 1 | x | 2 | x | 7 | x | 3.5 | [7 empty] | = | 49
| Grid (6B-6D)(6J-6L) |  |  | 1 | x | 2 | x | 13 | x | 3.5 | [7 empty] | = | 91
| Grid (6D-6F)(6G-6J) |  |  | 1 | x | 2 | x | 12 | x | 3.5 | [7 empty] | = | 84
Stair Tower
|  | Long Wall |  |  |  | 1 | x | 2 | x | 16 | x | 11 | [5 empty] | = | 352
|  | Short Wall |  |  |  | 1 | x | 2 | x | 9 | x | 11 | [5 empty] | = | 198
[16 empty] | Total |  |  | 9392
Deduction
| W1 |  |  | 1 | x | 4 | x | 6 | x | 4 | [7 empty] | = | 96
| W2 |  |  | 1 | x | 6 | x | 4 | x | 4 | [7 empty] | = | 96
| W3 |  |  | 1 | x | 4 | x | 3 | x | 3.5 | [7 empty] | = | 42
| W4 |  |  | 1 | x | 4 | x | 2 | x | 1.75 | [7 empty] | = | 14
| V1 |  |  | 1 | x | 4 | x | 2 | x | 1.75 | [7 empty] | = | 14
[17 empty] | Total (B) |  | 262
Net Qty (A-B ) |  |  | 9392 |  |  |  | - |  | 262 | [6 empty] | Total Qty |  | = | 9130
| Total Net Qty (i+ii) |  |  |  |  | 8561.7325 |  |  |  | (+) | 9130 |  |  | G.Total Qty |  |  |  | = | 17691.7325
17 | Painting new surface preparing surface painting doors and window any type (three coats) (S.I.No.70/5-c-ii).
| D1 |  |  |  |  | 3 | x | 2 | x | 3.25 | x | 6.75 | [5 empty] | = | 131.625
| V |  |  |  |  | 3 | x | 2 | x | 3.25 | x | 0.92 | [5 empty] | = | 17.94
| D2 |  |  |  |  | 3 | x | 2 | x | 2.75 | x | 6.75 | [5 empty] | = | 111.375
| V |  |  |  |  | 3 | x | 2 | x | 2.75 | x | 0.92 | [5 empty] | = | 15.18
| D3 |  |  |  |  | 4 | x | 2 | x | 2.25 | x | 6.75 | [5 empty] | = | 121.5
| V |  |  |  |  | 4 | x | 2 | x | 2.25 | x | 0.92 | [5 empty] | = | 16.56
[16 empty] | Total |  |  | 414.18
| 2 No. Flats on Each Floor | [6 empty] | 414.18 |  |  | x | 2 |  |  |  | G. Total |  | = | 828.36
18 | Providing and Install MS Railing of best quality using 1-½ dia MS pipe (12Swg) handrail with ½" x ½" MS Bar for vertical support 3" x 1-½" Ms Box Section including Powder Coating, all hardwires, wastage clamps, embended in concrete fixing etc.
| Ground to Landing |  |  |  |  | 1 | x | 12.83 | [9 empty] | = | 12.83
| Landing to First Floor |  |  |  |  | 1 | x | 11.75 | [9 empty] | = | 11.75
| 1st Floor to Landing |  |  |  |  | 1 | x | 12.83 | [9 empty] | = | 12.83
| Landing to 2nd Floor |  |  |  |  | 1 | x | 11.75 | [9 empty] | = | 11.75
| 2nd floor to Landing |  |  |  |  | 1 | x | 12.83 | [9 empty] | = | 12.83
| Landing to Roof |  |  |  |  | 1 | x | 13 | [9 empty] | = | 13
Gallery
|  |  |  | 2 | x | 3 | x( | 4 | + | 9 | + | 4 | ) |  |  |  |  | = | 102
176.99
19 | P/L 1" thick c.c. topping 1:2:4 in/c: surface finishing and dividing into panels 2" thick (S.I Nop.16-c/P-46)
Roof Slab
Grid (A- C)(K-M)(2-6) | [5 empty] | 2 | x | 33.5 | x | 14 | [7 empty] | = | 938
Grid (C-K)(2-6) | [5 empty] | 1 | x | 46.5 | x | 33.5 | [7 empty] | = | 1557.75
Grid (E-H)(1-2) | [5 empty] | 1 | x | 17.5 | x | 7.33 | [7 empty] | = | 128.275
[16 empty] | Total |  |  | 2624.025
20 | Two coats of bituman laid using 34 lbs for % sft over roof & blinded with one cft per % sft. (S.No.13/P-35)
Roof Slab
Grid (A- C)(K-M)(2-6) | [5 empty] | 2 | x | 33.5 | x | 14 | [7 empty] | = | 938
Grid (C-K)(2-6) | [5 empty] | 1 | x | 46.5 | x | 33.5 | [7 empty] | = | 1557.75
Grid (E-H)(1-2) | [5 empty] | 1 | x | 17.5 | x | 7.33 | [7 empty] | = | 128.275
[16 empty] | Total |  |  | 2624.025
21 | Extra Labour for each story above ground floor for mosaic conglate or tile stone and wooden floor. (S.I)
Roof Slab
Grid (A- C)(K-M)(2-6) | [5 empty] | 2 | x | 33.5 | x | 14 | [7 empty] | = | 938
Grid (C-K)(2-6) | [5 empty] | 1 | x | 46.5 | x | 33.5 | [7 empty] | = | 1557.75
Grid (E-H)(1-2) | [5 empty] | 1 | x | 17.5 | x | 7.33 | [7 empty] | = | 128.275
[16 empty] | Total |  |  | 2624.025

## CAT 3 (hidden)
NAME OF WORK |  | ESTABLISHMENT OF CARDIAC EMERGENCY CENTRE IN BALDIA TOWN KARACHI. (CONSTRUCTION OF RESIDENTIAL FLATS) ( CATEGORY - III )
S# | Description of Items |  |  |  | Rate |  |  | Unit | [8 empty] | Quantity
GROUND FLOOR
1 | Excavation in foundation of buildings bridges & other structure in/c: dagbelling dressing refilling around structure with excavated earth watering and ramming lead upto one chain and lift upto 5' (b) in ordinary soil. (S.I.No.4/18-b)
Building
Grid (A1-Q1)(A9-Q9) |  |  |  | 1 | x | 93.84 | x | 45.67 | x | 6 | [7 empty] | = | 25714.0368
Grid (F9-K9)(F10-K10) |  |  |  | 1 | x | 20.83 | x | 8.75 | x | 6 | [7 empty] | = | 1093.575
Plinth Protection
Grid ( A2-A9 ) (Q2-Q9) |  |  |  | 1 | x | 2 | x | 35.83 | x | 2 | x | 2.5 | [5 empty] | = | 358.3
Grid ( 2A-2B) (2P-2Q) |  |  |  | 1 | x | 2 | x | 14.83 | x | 2 | x | 2.5 | [5 empty] | = | 148.3
Grid (B2-B3) (P2-P3) |  |  |  | 1 | x | 2 | x | 4.33 | x | 2 | x | 2.5 | [5 empty] | = | 43.3
Grid (3B-3C) (3N-3P) |  |  |  | 1 | x | 2 | x | 6.67 | x | 2 | x | 2.5 | [5 empty] | = | 66.7
Grid (C1-C3) (N1-N3) |  |  |  | 1 | x | 2 | x | 9.33 | x | 2 | x | 2.5 | [5 empty] | = | 93.3
Grid (C1-N1) |  |  |  | 1 | x | 2 | x | 43.83 | x | 2 | x | 2.5 | [5 empty] | = | 438.3
Grid (9A-9B) (9P-9Q) |  |  |  | 1 | x | 2 | x | 12.83 | x | 2 | x | 2.5 | [5 empty] | = | 128.3
Grid (9B-9G) (9J-9P) |  |  |  | 1 | x | 2 | x | 23.92 | x | 2 | x | 2.5 | [5 empty] | = | 239.2
[16 empty] | Total |  | = | 26807.6118 | Cft
2 | Cement concrete brick or stone ballast 1-1/2" to 2" gauge ratio 1:4:8 (S.I.No.14/4-b)
Under Foundation
| Grid (A1-Q1)(A9-Q9) |  |  | 1 | x | 90.84 | x | 42.67 | x | 0.75 | [7 empty] | = | 2907.1071
Grid (F9-K9)(F10-K10) |  |  |  | 1 | x | 17.33 | x | 5.75 | x | 0.75 | [7 empty] | = | 74.7356
Under Plinth Beam
Horizontal Beam
| Grid (C3-F3)(K3-N3) |  |  | 1 | x | 2 | x | 11.33 | x | 1.67 | x | 0.5 | [5 empty] | = | 37.8422
Grid ( A4-B4 )( P4-Q4 ) |  |  |  | 1 | x | 2 | x | 11.5 | x | 1.67 | x | 0.5 | [5 empty] | = | 38.41
| Grid ( E4-L4 ) |  |  | 1 | x | 1 | x | 24.17 | x | 1.67 | x | 0.5 | [5 empty] | = | 40.3639
| Grid ( A5-B5 ) |  |  | 1 | x | 2 | x | 11.33 | x | 1.67 | x | 0.5 | [5 empty] | = | 37.8422
| Grid ( B6-E6 )( L6-P6 ) |  |  | 1 | x | 2 | x | 16 | x | 1.67 | x | 0.5 | [5 empty] | = | 53.44
| Grid ( E1-L1 ) |  |  | 1 | x | 1 | x | 24.17 | x | 1.67 | x | 0.5 | [5 empty] | = | 40.3639
Vertical Beam
Grid(A+2 - A+5)(P+2 -P+5) |  |  |  | 1 | x | 2 | x | 14.17 | x | 1.67 | x | 0.5 | [5 empty] | = | 47.3278
| Grid ( E-H-K )( 1-4 ) |  |  | 1 | x | 3 | x | 12.33 | x | 1.67 | x | 0.5 | [5 empty] | = | 61.7733
| Grid ( D3-D6 )( M3-M6 ) |  |  | 1 | x | 2 | x | 14.83 | x | 1.67 | x | 0.5 | [5 empty] | = | 49.5322
| Grid ( E-H-L )( 4-7 ) |  |  | 1 | x | 3 | x | 22.5 | x | 1.67 | x | 0.5 | [5 empty] | = | 112.725
| Grid ( E7-E8)(L7-L8) |  |  | 1 | x | 2 | x | 6 | x | 1.67 | x | 0.5 | [5 empty] | = | 20.04
| Grid (B3-B9)(P3-P9) |  |  | 1 | x | 2 | x | 26.17 | x | 1.67 | x | 0.5 | [5 empty] | = | 87.4078
Plinth Protection
Grid ( A2-A9 ) (Q2-Q9) |  |  |  | 1 | x | 2 | x | 35.83 | x | 2 | x | 0.5 | [5 empty] | = | 71.66
Grid ( 2A-2B) (2P-2Q) |  |  |  | 1 | x | 2 | x | 14.83 | x | 2 | x | 0.5 | [5 empty] | = | 29.66
Grid (B2-B3) (P2-P3) |  |  |  | 1 | x | 2 | x | 4.33 | x | 2 | x | 0.5 | [5 empty] | = | 8.66
Grid (3B-3C) (3N-3P) |  |  |  | 1 | x | 2 | x | 6.67 | x | 2 | x | 0.5 | [5 empty] | = | 13.34
Grid (C1-C3) (N1-N3) |  |  |  | 1 | x | 2 | x | 9.33 | x | 2 | x | 0.5 | [5 empty] | = | 18.66
| Grid (C1-N1) |  |  | 1 | x | 2 | x | 43.83 | x | 2 | x | 0.5 | [5 empty] | = | 87.66
Grid (9A-9B) (9P-9Q) |  |  |  | 1 | x | 2 | x | 12.83 | x | 2 | x | 0.5 | [5 empty] | = | 25.66
Grid (9B-9G) (9J-9P) |  |  |  | 1 | x | 2 | x | 23.92 | x | 2 | x | 0.5 | [5 empty] | = | 47.84
Sub Flooring
Kitchen | [5 empty] | 2 | x | 11 | x | 9 | x | 0.5 | [5 empty] | = | 99
Dinning Room | [5 empty] | 2 | x | 10 | x | 12.5 | x | 0.5 | [5 empty] | = | 125
Bathroom | [5 empty] | 2 | x | 7 | x | 5.75 | x | 0.5 | [5 empty] | = | 40.25
Bedroom | [5 empty] | 2 | x | 15 | x | 12 | x | 0.5 | [5 empty] | = | 180
Passage | [5 empty] | 2 | x | 15 | x | 3.5 | x | 0.5 | [5 empty] | = | 52.5
Drawing Room | [5 empty] | 2 | x | 15.5 | x | 12 | x | 0.5 | [5 empty] | = | 186
Dress & Store Room | [5 empty] | 2 | x | 7 | x | 5.75 | x | 0.5 | [5 empty] | = | 40.25
Bedroom 2 | [5 empty] | 2 | x | 16 | x | 12 | x | 0.5 | [5 empty] | = | 192
Lounge | [5 empty] | 2 | x | 16 | x | 10 | x | 0.5 | [5 empty] | = | 160
Stair Lobby | [5 empty] | 2 | x | 24.5 | x | 10 | x | 0.5 | [5 empty] | = | 245
Stairs | [5 empty] | 2 | x | 10.33 | x | 12.25 | x | 0.5 | [5 empty] | = | 126.5425
[16 empty] | Total Cft |  | = | 5358.5935
3 | Erection and removal of centering for RCC or plain cement concrete works of deodar wood (2nd class for partal wood vertical. (S.I.No.17/19-b-ii)
Horizontal Way
Grid (A2 - B2)(P2 - Q2) | [5 empty] | 2 | x | 2 | x | 13.17 | x | 5.5 | [5 empty] | = | 289.74
[6 empty] | 2 | x | 2 | x | 6.17 | x | 2 | [5 empty] | = | 49.36
Grid (B3 - C3)(N3 - P3) | [5 empty] | 2 | x | 2 | x | 6.67 | x | 5.5 | [5 empty] | = | 146.74
Grid (C1 - N1) | [5 empty] | 2 | x | 2 | x | 44.67 | x | 5.5 | [5 empty] | = | 982.74
Grid (A9 - B9)(P9 - Q9) | [5 empty] | 2 | x | 2 | x | 13.17 | x | 5.5 | [5 empty] | = | 289.74
[6 empty] | 2 | x | 2 | x | 6.17 | x | 2 | [5 empty] | = | 49.36
Grid (B8 - P8) | [5 empty] | 1 | x | 2 | x | 57.35 | x | 5.75 | [5 empty] | = | 659.525
Grid (G10-J10) | [5 empty] | 1 | x | 2 | x | 6 | x | 5.5 | [5 empty] | = | 66
Vertical Way
Grid (A2 - A9)(Q2 - Q9) | [5 empty] | 2 | x | 2 | x | 32.16 | x | 5.5 | [5 empty] | = | 707.52
Grid (B2 - B3)(P2 - P3) | [5 empty] | 2 | x | 2 | x | 3.5 | x | 5.5 | [5 empty] | = | 77
Grid (C1 - C3)(N1 - N3) | [5 empty] | 2 | x | 2 | x | 8.92 | x | 5.5 | [5 empty] | = | 196.24
Grid (G9-G10)(J9-J10) | [5 empty] | 2 | x | 2 | x | 11.75 | x | 5.5 | [5 empty] | = | 258.5
[16 empty] | Total Sft |  |  | 3772.465
4 | Cement concrete plain including placing compacting finishing and curing complete (including screening and washing of stone aggregate without shuttering ratio (h) 1:3:6. (S.I.No.15/5-h)
Horizontal Way
Grid (A2 - B2)(P2 - Q2) | [5 empty] | 1 | x | 2 | x | 13.17 | x | 0.67 | x | 5.5 |  |  |  | = | 97.0629
[6 empty] | 1 | x | 2 | x | 6.17 | x | 0.67 | x | 2 |  |  |  | = | 16.5356
Grid (B3 - C3)(N3 - P3) | [5 empty] | 1 | x | 2 | x | 6.67 | x | 0.67 | x | 5.5 |  |  |  | = | 49.1579
Grid (C1 - N1) | [5 empty] | 1 | x | 2 | x | 44.67 | x | 0.67 | x | 5.5 |  |  |  | = | 329.2179
Grid (A9 - B9)(P9 - Q9) | [5 empty] | 1 | x | 2 | x | 13.17 | x | 0.67 | x | 5.5 |  |  |  | = | 97.0629
[6 empty] | 1 | x | 2 | x | 6.17 | x | 0.67 | x | 2 |  |  |  | = | 16.5356
Grid (B8 - P8) | [5 empty] | 1 | x | 1 | x | 57.35 | x | 0.67 | x | 5.75 |  |  |  | = | 220.9409
Grid (G10-J10) | [5 empty] | 1 | x | 1 | x | 6 | x | 0.67 | x | 5.5 |  |  |  | = | 22.11
Vertical Way
Grid (A2 - A9)(Q2 - Q9) | [5 empty] | 1 | x | 2 | x | 32.16 | x | 0.67 | x | 5.5 |  |  |  | = | 237.0192
Grid (B2 - B3)(P2 - P3) | [5 empty] | 1 | x | 2 | x | 3.5 | x | 0.67 | x | 5.5 |  |  |  | = | 25.795
Grid (C1 - C3)(N1 - N3) | [5 empty] | 1 | x | 2 | x | 8.92 | x | 0.67 | x | 5.5 |  |  |  | = | 65.7404
Grid (G9-G10)(J9-J10) | [5 empty] | 1 | x | 2 | x | 11.75 | x | 0.67 | x | 5.5 |  |  |  | = | 86.5975
[16 empty] | Total Cft |  |  | 1263.7758
5 | Filling watering and ramming earth under floor with surplus earth excavated from out side lead upto one chain and lift upto 5. (S.I.4/21).
| Grid (A1-Q1)(A9-Q9) |  |  | 1 | x | 90.84 | x | 45.67 | x | 6 | [7 empty] | = | 24891.9768
| Grid (F9-K9)(F10-K10) |  |  | 1 | x | 17.33 | x | 5.75 | x | 6 | [7 empty] | = | 597.885
[16 empty] | Total Cft |  |  | 25489.8618
6 | Filling watering and ramming earth under floor with new earth excavated from out side lead upto one chain and lift upto 5.( Extra Lead Upto 30 Miles) (S.I.4/22).
Kitchen | [5 empty] | 2 | x | 11 | x | 9 | x | 2 | [5 empty] | = | 396
Dinning | [5 empty] | 2 | x | 10 | x | 12.5 | x | 2 | [5 empty] | = | 500
Bathroom | [5 empty] | 2 | x | 7 | x | 5.75 | x | 2 | [5 empty] | = | 161
Bedroom | [5 empty] | 2 | x | 15 | x | 12 | x | 2 | [5 empty] | = | 720
Passage | [5 empty] | 2 | x | 15 | x | 3.5 | x | 2 | [5 empty] | = | 210
Drawing Room | [5 empty] | 2 | x | 15.5 | x | 12 | x | 2 | [5 empty] | = | 744
Dress & Store Room | [5 empty] | 2 | x | 7 | x | 5.75 | x | 2 | [5 empty] | = | 161
Bedroom 2 | [5 empty] | 2 | x | 16 | x | 12 | x | 2 | [5 empty] | = | 768
Lounge | [5 empty] | 2 | x | 16 | x | 10 | x | 2 | [5 empty] | = | 640
Stair Lobby | [5 empty] | 2 | x | 24.5 | x | 10 | x | 2 | [5 empty] | = | 980
Stairs | [5 empty] | 2 | x | 10.33 | x | 12.25 | x | 2 | [5 empty] | = | 506.17
[16 empty] | Total Cft |  |  | 5786.17
7 | Fabrication of M.S reinforcement for cement concrete including cutting, bending, laying in position making joints and fastening including cost of binding wire (also includes removal of rust from bars (a) using of tor hars. (S.i.No.16/18-b)
Footings
RF1 (18.70 x 16.40)
| M/B 5/8Ǿ |  |  | 2 | x | 58 | x | 18 | x | 1.042 | [7 empty] | = | 2175.696
| D/B 5/8Ǿ |  |  | 2 | x | 52 | x | 20.25 | x | 1.042 | [7 empty] | = | 2194.452
| Chair 5/8Ǿ |  |  | 2 | x | 6 | x | 8 | x | 1.042 | [7 empty] | = | 100.032
| Supp/Bar 5/8Ǿ |  |  | 2 | x | 5 | x | 5 | x | 1.042 | [7 empty] | = | 52.1
CF1 (49.10 x 6.00)
| M/B 5/8Ǿ |  |  | 2 | x | 120 | x | 7.67 | x | 1.042 | [7 empty] | = | 1918.1136
| D/B 5/8Ǿ |  |  | 2 | x | 16 | x( | 28.25 | + | 28.25 | )x | 1.042 | [5 empty] | = | 1883.936
| Chair 5/8Ǿ |  |  | 2 | x | 17 | x | 8 | x | 1.042 | [7 empty] | = | 283.424
| Supp/Bar 5/8Ǿ |  |  | 2 | x | 16 | x | 5 | x | 1.042 | [7 empty] | = | 166.72
CF2 (37.33 x 7.00)
| M/B 5/8Ǿ |  |  | 2 | x | 4 | x | 91 | x | 7.67 | x | 1.042 | [5 empty] | = | 5818.2779
| D/B 5/8Ǿ |  |  | 2 | x | 4 | x | 17 | x | 37.17 | x | 1.042 | [5 empty] | = | 5267.435
| Chair 5/8Ǿ |  |  | 2 | x | 4 | x | 15 | x | 8 | x | 1.042 | [5 empty] | = | 1000.32
| Supp/Bar 5/8Ǿ |  |  | 2 | x | 4 | x | 14 | x | 5 | x | 1.042 | [5 empty] | = | 583.52
CF3 (12.67 x 7.67)
| M/B 5/8Ǿ |  |  | 2 | x | 2 | x | 32 | x | 9.17 | x | 1.042 | [5 empty] | = | 1223.0579
| D/B 5/8Ǿ |  |  | 2 | x | 2 | x | 18 | x | 14.17 | x | 1.042 | [5 empty] | = | 1063.0901
| Chair 5/8Ǿ |  |  | 2 | x | 4 | x | 6 | x | 8 | x | 1.042 | [5 empty] | = | 400.128
| Supp/Bar 5/8Ǿ |  |  | 2 | x | 4 | x | 5 | x | 8 | x | 1.042 | [5 empty] | = | 333.44
CF4 (10.67 x 7.67)
| M/B 5/8Ǿ |  |  | 2 | x | 2 | x | 27 | x | 9.17 | x | 1.042 | [5 empty] | = | 1031.9551
| D/B 5/8Ǿ |  |  | 2 | x | 2 | x | 19 | x | 12.17 | x | 1.042 | [5 empty] | = | 963.7666
| Chair 5/8Ǿ |  |  | 2 | x | 2 | x | 6 | x | 8 | x | 1.042 | [5 empty] | = | 200.064
| Supp/Bar 5/8Ǿ |  |  | 2 | x | 2 | x | 5 | x | 5 | x | 1.042 | [5 empty] | = | 104.2
CF5 (15.42 x 6.00)
| M/B 5/8Ǿ |  |  | 2 | x | 2 | x | 37 | x | 7.67 | x | 1.042 | [5 empty] | = | 1182.8367
| D/B 5/8Ǿ |  |  | 2 | x | 2 | x | 16 | x | 17 | x | 1.042 | [5 empty] | = | 1133.696
| Chair 5/8Ǿ |  |  | 2 | x | 2 | x | 5 | x | 8 | x | 1.042 | [5 empty] | = | 166.72
| Supp/Bar 5/8Ǿ |  |  | 2 | x | 2 | x | 4 | x | 5 | x | 1.042 | [5 empty] | = | 83.36
F1 (10.00 x 9.00)
| M/B 5/8Ǿ |  |  |  |  | 1 | x | 25 | x | 10.67 | x | 1.042 | [5 empty] | = | 277.9535
| D/B 5/8Ǿ |  |  |  |  | 1 | x | 22 | x | 11.67 | x | 1.042 | [5 empty] | = | 267.5231
F2 (9.00 x 8.00)
| M/B 5/8Ǿ |  |  |  |  | 1 | x | 23 | x | 9.67 | x | 1.042 | [5 empty] | = | 231.7512
| D/B 5/8Ǿ |  |  |  |  | 1 | x | 20 | x | 10.67 | x | 1.042 | [5 empty] | = | 222.3628
F3 (7.67 x 6.00)
| M/B 5/8Ǿ |  |  |  |  | 2 | x | 20 | x | 7.67 | x | 1.042 | [5 empty] | = | 319.6856
| D/B 5/8Ǿ |  |  |  |  | 2 | x | 15 | x | 9.17 | x | 1.042 | [5 empty] | = | 286.6542
Stair Case
Stairs Starter (5-00" - 3'.8")
Footing M/Bar |  | 1/2Ǿ |  |  |  | 1 | x | 12 | x | 5.34 | x | 0.667 | [5 empty] | = | 42.7414
D/Bar |  | 1/2Ǿ |  |  |  | 1 | x | 8 | x | 6.67 | x | 0.667 | [5 empty] | = | 35.5911
Vertical / Bar |  | 5/8Ǿ |  |  |  | 2 | x | 12 | x | 10.5 | x | 1.042 | [5 empty] | = | 262.584
D/Bar |  | 3/8Ǿ |  |  |  | 2 | x | 15 | x | 5 | x | 0.376 | [5 empty] | = | 56.4
Short Coloumns
| C1 M/B 3/4Ǿ |  |  |  |  | 4 | x | 33 | x | 13 | x | 1.502 | [5 empty] | = | 2577.432
| M/B 5/8Ǿ |  |  |  |  | 8 | x | 33 | x | 13 | x | 1.042 | [5 empty] | = | 3576.144
| Ring 3/8Ǿ |  |  | 1 | x | 33 | x( | 34 | + | 34 | )x | 4.5 | x | 0.376 |  |  |  | = | 3796.848
| Ring 3/8Ǿ |  |  | 1 | x | 33 | x | 34 | x | 2.5 | x | 0.376 | [5 empty] | = | 1054.68
| C2 M/B 5/8Ǿ |  |  |  |  | 6 | x | 8 | x | 12 | x | 1.042 | [5 empty] | = | 600.192
| Ring 3/8Ǿ |  |  |  |  | 6 | x( | 34 | + | 34 | )x | 3.67 | x | 0.376 |  |  |  | = | 563.0074
PLINTH BEAM
Horizontal Beam
Grid (A2-B2)(P2-Q2)(A9-B9)(P9-B9)(PB2)
| Bottom Bar 5/8Ǿ |  |  |  |  | 4 | x | 2 | x | 15 | x | 1.042 | [5 empty] | = | 125.04
| Top Bar 5/8Ǿ |  |  |  |  | 4 | x | 2 | x | 15 | x | 1.042 | [5 empty] | = | 125.04
| Top /Extra/Cont 5/8Ǿ |  |  |  |  | 4 | x | 1 | x | 13 | x | 1.042 | [5 empty] | = | 54.184
| Ring 3/8Ǿ |  |  |  |  | 4 | x | 38 | x | 4.83 | x | 0.376 | [5 empty] | = | 276.0442
Grid (B3-F3)(K3-P3)(PB1)(PB2)
| Bottom Bar 5/8Ǿ |  |  |  |  | 2 | x | 2 | x | 11 | x | 1.042 | [5 empty] | = | 45.848
| Bottom Bar 5/8Ǿ |  |  |  |  | 2 | x | 4 | x | 15.08 | x | 1.042 | [5 empty] | = | 125.7069
| Top Bar 5/8Ǿ |  |  |  |  | 2 | x | 2 | x | 21.17 | x | 1.042 | [5 empty] | = | 88.2366
| Top /Extra/Cont 5/8Ǿ |  |  |  |  | 2 | x | 1 | x | 10 | x | 1.042 | [5 empty] | = | 20.84
| Top /Extra/Cont 5/8Ǿ |  |  |  |  | 2 | x | 2 | x | 14.08 | x | 1.042 | [5 empty] | = | 58.6854
| Ring 3/8Ǿ |  |  |  |  | 2 | x | 56 | x | 4.83 | x | 0.376 | [5 empty] | = | 203.401
Grid (C1-N1)(PB2)
| Bottom Bar 5/8Ǿ |  |  | 1 | x | 4 | x( | 25.67 | + | 25.67 | )x | 0.376 | [5 empty] | = | 77.2154
| Top Bar 5/8Ǿ |  |  | 1 | x | 2 | x( | 25.67 | + | 25.67 | )x | 0.376 | [5 empty] | = | 38.6077
| Top /Extra/Bar 5/8Ǿ |  |  | 1 | x | 2 | x( | 24.67 | + | 24.67 | )x | 0.376 | [5 empty] | = | 37.1037
| Ring 3/8Ǿ |  |  |  |  | 1 | x | 140 | x | 4.83 | x | 0.376 | [5 empty] | = | 254.2512
Grid (A4-B4)(P4-Q4)(A5-B5)(PB5)
| Bottom Bar 5/8Ǿ |  |  |  |  | 4 | x | 4 | x | 14.83 | x | 1.042 | [5 empty] | = | 247.2458
| Top Bar 5/8Ǿ |  |  |  |  | 4 | x | 2 | x | 14.83 | x | 1.042 | [5 empty] | = | 123.6229
| Top /Extra/Bar 5/8Ǿ |  |  |  |  | 4 | x | 2 | x | 12.83 | x | 1.042 | [5 empty] | = | 106.9509
| Ring 3/8Ǿ |  |  |  |  | 4 | x | 38 | x | 4.83 | x | 0.376 | [5 empty] | = | 276.0442
Grid (E4-L4)(E7-L7)(PB2)
| Bottom Bar 5/8Ǿ |  |  |  |  | 2 | x | 4 | x | 27.34 | x | 1.042 | [5 empty] | = | 227.9062
| Top Bar 5/8Ǿ |  |  |  |  | 2 | x | 2 | x | 27.34 | x | 1.042 | [5 empty] | = | 113.9531
| Top /Extra/Bar 5/8Ǿ |  |  |  |  | 2 | x | 2 | x | 25.34 | x | 1.042 | [5 empty] | = | 105.6171
| Ring 3/8Ǿ |  |  |  |  | 2 | x | 39 | x | 4.83 | x | 0.376 | [5 empty] | = | 141.6542
Grid (B6-E6)(L6-P6)(PB1)(PB2)
| Bottom Bar 5/8Ǿ |  |  |  |  | 2 | x | 4 | x | 16.17 | x | 1.042 | [5 empty] | = | 134.7931
| Bottom Bar 5/8Ǿ |  |  |  |  | 2 | x | 2 | x | 7.84 | x | 1.042 | [5 empty] | = | 32.6771
| Top Bar 5/8Ǿ |  |  |  |  | 2 | x | 2 | x | 19.34 | x | 1.042 | [5 empty] | = | 80.6091
| Top /Extra/Cont 5/8Ǿ |  |  |  |  | 2 | x | 2 | x | 15.17 | x | 1.042 | [5 empty] | = | 63.2286
| Top /Extra/Cont 5/8Ǿ |  |  |  |  | 2 | x | 1 | x | 6.84 | x | 1.042 | [5 empty] | = | 14.2546
| Ring 3/8Ǿ |  |  |  |  | 2 | x | 49 | x | 4.83 | x | 0.376 | [5 empty] | = | 177.9758
Grid (B8-P8)(PB1)(PB2)
| Bottom Bar 5/8Ǿ |  |  | 2 | x | 2 | x( | 27.59 | + | 15.34 | + | 27.59 | )x | 1.042 |  |  |  | = | 293.9274
| Top Bar 5/8Ǿ |  |  |  |  | 2 | x( | 27.59 | + | 15.34 | + | 27.59 | )x | 1.042 |  |  |  | = | 146.9637
| Top /Extra/Cont 5/8Ǿ |  |  |  |  | 2 | x | 2 | x | 25.59 | x | 1.042 | [5 empty] | = | 106.6591
| Top /Extra/Cont 5/8Ǿ |  |  |  |  | 1 | x | 1 | x | 15.59 | x | 1.042 | [5 empty] | = | 16.2448
| Ring 3/8Ǿ |  |  |  |  | 1 | x | 165 | x | 4.83 | x | 1.042 | [5 empty] | = | 830.4219
Grid (G10-J10)(PB2)
| Bottom Bar 5/8Ǿ |  |  |  |  | 1 | x | 4 | x | 13.17 | x | 1.042 | [5 empty] | = | 54.8926
| Top Bar 5/8Ǿ |  |  |  |  | 1 | x | 2 | x | 13.17 | x | 1.042 | [5 empty] | = | 27.4463
| Top /Extra/cONT 5/8Ǿ |  |  |  |  | 1 | x | 1 | x | 11.17 | x | 1.042 | [5 empty] | = | 11.6391
| Ring 3/8Ǿ |  |  |  |  | 1 | x | 35 | x | 4.83 | x | 0.376 | [5 empty] | = | 63.5628
Vertical Beam
Grid (A2-A9)(Q1-Q9)(B2-B9)(P2-P9)(PB2)
| Bottom Bar 5/8Ǿ |  |  |  |  | 4 | x | 4 | x | 34.17 | x | 1.042 | [5 empty] | = | 569.6822
| Top Bar 5/8Ǿ |  |  |  |  | 4 | x | 2 | x | 34.17 | x | 1.042 | [5 empty] | = | 284.8411
| Top /Extra/Bar 5/8Ǿ |  |  |  |  | 4 | x | 2 | x | 34.17 | x | 1.042 | [5 empty] | = | 284.8411
| Ring 3/8Ǿ |  |  |  |  | 4 | x | 81 | x | 4.83 | x | 0.376 | [5 empty] | = | 588.4099
Grid (C1-C2) (N1-N2) (PB1)
| Bottom Bar 5/8Ǿ |  |  |  |  | 2 | x | 2 | x | 12 | x | 1.042 | [5 empty] | = | 50.016
| Top Bar 5/8Ǿ |  |  |  |  | 2 | x | 2 | x | 12 | x | 1.042 | [5 empty] | = | 50.016
| Top /Extra/Bar 5/8Ǿ |  |  |  |  | 2 | x | 1 | x | 12 | x | 1.042 | [5 empty] | = | 25.008
| Ring 3/8Ǿ |  |  |  |  | 2 | x | 20 | x | 4.83 | x | 0.376 | [5 empty] | = | 72.6432
Grid (F-K) (1-4) (PB1)
| Bottom Bar 5/8Ǿ |  |  |  |  | 2 | x | 2 | x | 15.5 | x | 1.042 | [5 empty] | = | 64.604
| Top Bar 5/8Ǿ |  |  |  |  | 2 | x | 2 | x | 15.5 | x | 1.042 | [5 empty] | = | 64.604
| Top /Extra/Bar 5/8Ǿ |  |  |  |  | 2 | x | 1 | x | 13.5 | x | 1.042 | [5 empty] | = | 28.134
| Ring 3/8Ǿ |  |  |  |  | 2 | x | 25 | x | 4.83 | x | 0.376 | [5 empty] | = | 90.804
Grid (H1-H2) (PB2)
| Bottom Bar 5/8Ǿ |  |  |  |  | 1 | x | 4 | x | 31.33 | x | 1.042 | [5 empty] | = | 130.5834
| Top Bar 5/8Ǿ |  |  |  |  | 1 | x | 2 | x | 31.33 | x | 1.042 | [5 empty] | = | 65.2917
| Top /Extra/Bar 5/8Ǿ |  |  |  |  | 1 | x | 2 | x | 28.33 | x | 1.042 | [5 empty] | = | 59.0397
| Ring 3/8Ǿ |  |  |  |  | 1 | x | 60 | x | 4.83 | x | 0.376 | [5 empty] | = | 108.9648
Grid (D-M) (3-6) (PB3)
| Bottom Bar 5/8Ǿ |  |  |  |  | 2 | x | 4 | x | 18 | x | 1.042 | [5 empty] | = | 150.048
| Top Bar 5/8Ǿ |  |  |  |  | 2 | x | 3 | x | 18 | x | 1.042 | [5 empty] | = | 112.536
| Top /Extra/Bar 5/8Ǿ |  |  |  |  | 2 | x | 2 | x | 16 | x | 1.042 | [5 empty] | = | 66.688
| Ring 3/8Ǿ |  |  |  |  | 2 | x | 41 | x | 4.83 | x | 0.376 | [5 empty] | = | 148.9186
Grid (E-L) (4-8) (PB1)(PB3)
| Bottom Bar 5/8Ǿ |  |  |  |  | 2 | x | 4 | x | 19.83 | x | 1.042 | [5 empty] | = | 165.3029
| Bottom Bar 5/8Ǿ |  |  |  |  | 2 | x | 2 | x | 10.33 | x | 1.042 | [5 empty] | = | 43.0554
| Top Bar 5/8Ǿ |  |  |  |  | 2 | x | 3 | x | 19.83 | x | 1.042 | [5 empty] | = | 123.9772
| Top Bar 5/8Ǿ |  |  |  |  | 2 | x | 2 | x | 10.33 | x | 1.042 | [5 empty] | = | 43.0554
| Top /Extra/Bar 5/8Ǿ |  |  |  |  | 2 | x | 3 | x | 28.16 | x | 1.042 | [5 empty] | = | 176.0563
| Ring 3/8Ǿ |  |  |  |  | 2 | x | 51 | x | 4.83 | x | 0.376 | [5 empty] | = | 185.2402
Grid (G-J) (9-10) (PB2)
| Bottom Bar 5/8Ǿ |  |  |  |  | 2 | x | 4 | x | 14.08 | x | 1.042 | [5 empty] | = | 117.3709
| Top Bar 5/8Ǿ |  |  |  |  | 2 | x | 2 | x | 14.08 | x | 1.042 | [5 empty] | = | 58.6854
| Top /Extra/Bar 5/8Ǿ |  |  |  |  | 2 | x | 2 | x | 12.08 | x | 1.042 | [5 empty] | = | 50.3494
| Ring 3/8Ǿ |  |  |  |  | 2 | x | 23 | x | 4.83 | x | 0.376 | [5 empty] | = | 83.5397
Super Structure Coloumns
| C1 M/Bar 3/4Ǿ |  |  | 1 | x | 4 | x | 33 | x | 14 | x | 1.502 | [5 empty] | = | 2775.696
| M/Bar 5/8Ǿ |  |  | 1 | x | 8 | x | 33 | x | 14 | x | 1.042 | [5 empty] | = | 3851.232
| Ring 3/8Ǿ |  |  | 1 | x | 33 | x | (32+32) | x | 4.5 | x | 0.376 | [5 empty] | = | 3573.504
| Ring 3/8Ǿ |  |  | 1 | x | 33 | x | 32 | x | 2.5 | x | 0.376 | [5 empty] | = | 992.64
| C2 M/Bar 5/8Ǿ |  |  | 1 | x | 6 | x | 8 | x | 14 | x | 1.042 | [5 empty] | = | 700.224
| Ring 3/8Ǿ |  |  | 1 | x | 6 | x( | 33 | + | 33 | )x | 0.376 | [5 empty] | = | 148.896
Stair Case
1st Flight M/Bar |  | 5/8Ǿ |  |  |  | 1 | x | 12 | x | 16.25 | x | 1.042 | [5 empty] | = | 203.19
D/Bar |  | 3/8Ǿ |  |  |  | 1 | x | 27 | x | 5.5 | x | 0.376 | [5 empty] | = | 55.836
D/Bar |  | 3/8Ǿ |  |  |  | 1 | x | 8 | x | 5.5 | x | 0.376 | [5 empty] | = | 16.544
M/Bar |  | 5/8Ǿ |  |  |  | 1 | x | 12 | x | 5.75 | x | 1.042 | [5 empty] | = | 71.898
D/Bar |  | 3/8Ǿ |  |  |  | 1 | x | 10 | x | 5.5 | x | 0.376 | [5 empty] | = | 20.68
Landing M/Bar |  | 5/8Ǿ |  |  |  | 2 | x | 22 | x | 8.5 | x | 1.042 | [5 empty] | = | 389.708
D/Bar |  | 3/8Ǿ |  |  |  | 2 | x | 13 | x | 10.83 | x | 0.376 | [5 empty] | = | 105.8741
2nd Flight M/Bar |  | 5/8Ǿ |  |  |  | 1 | x | 12 | x | 5.75 | x | 1.042 | [5 empty] | = | 71.898
D/Bar |  | 3/8Ǿ |  |  |  | 1 | x | 10 | x | 5.5 | x | 0.376 | [5 empty] | = | 20.68
M/Bar |  | 5/8Ǿ |  |  |  | 1 | x | 12 | x | 16.25 | x | 1.042 | [5 empty] | = | 203.19
D/Bar |  | 3/8Ǿ |  |  |  | 1 | x | 27 | x | 5.5 | x | 0.376 | [5 empty] | = | 55.836
Chair |  | 1/2Ǿ |  |  |  | 2 | x | 50 | x | 3.5 | x | 0.667 | [5 empty] | = | 233.45
Landing Beam
Top/Bottom/Bar |  | 5/8Ǿ |  | 1 | x( | 2 | + | 2 | )x | 12.33 | x | 1.042 | [5 empty] | = | 51.3914
Ring |  | 3/8Ǿ |  |  |  | 1 | x | 23 | x | 4.83 | x | 0.376 | [5 empty] | = | 41.7698
Horizontal Beam (SLAB)
Grid (A-B)(P-Q) (2-4-5-9)
| Bottom Bar 5/8Ǿ |  |  |  |  | 2 | x | 4 | x | 4 | x | 14 | x | 1.042 |  |  |  | = | 466.816
| Top Bar 5/8Ǿ |  |  |  |  | 2 | x | 4 | x | 2 | x | 14 | x | 1.042 |  |  |  | = | 233.408
| Ring 3/8Ǿ |  |  |  |  | 2 | x | 4 | x | 31 | x | 6.83 | x | 0.376 |  |  |  | = | 636.8838
Grid (B-F3)(K-P)(3)(FB1)(FB2)
| Bottom Bar 5/8Ǿ |  |  |  |  | 2 | x | 3 | x | 11.08 | x | 1.042 | [5 empty] | = | 69.2722
| Bottom Bar 5/8Ǿ |  |  |  |  | 2 | x | 4 | x | 15.25 | x | 1.042 | [5 empty] | = | 127.124
| Top Bar 5/8Ǿ |  |  |  |  | 2 | x | 2 | x | 21.33 | x | 1.042 | [5 empty] | = | 88.9034
| Ring 3/8Ǿ |  |  |  |  | 2 | x | 39 | x | 6.83 | x | 0.376 | [5 empty] | = | 200.3102
Grid (C1-N1)(FB+)
| Bottom Bar 5/8Ǿ |  |  |  |  | 1 | x | 3 | x( | 25.84 | + | 25.84 | )x | 1.042 |  |  |  | = | 161.5517
| Top Bar 5/8Ǿ |  |  |  |  | 1 | x | 2 | x( | 25.84 | + | 25.84 | )x | 1.042 |  |  |  | = | 107.7011
| Ring 3/8Ǿ |  |  |  |  | 1 | x | 102 | x | 6.83 | x | 0.376 | [5 empty] | = | 261.9442
Grid (E4-L4) (E7-L7)(FB2)
| Bottom Bar 5/8Ǿ |  |  |  |  | 2 | x | 4 | x | 27.67 | x | 1.042 | [5 empty] | = | 230.6571
| Top Bar 5/8Ǿ |  |  |  |  | 2 | x | 3 | x | 27.67 | x | 1.042 | [5 empty] | = | 172.9928
| Ring 3/8Ǿ |  |  |  |  | 2 | x | 59 | x | 6.83 | x | 0.376 | [5 empty] | = | 303.0334
Grid (B6-E6) (L6-P6)(FB2)
| Bottom Bar 5/8Ǿ |  |  |  |  | 2 | x | 4 | x | 19.5 | x | 1.042 | [5 empty] | = | 162.552
| Top Bar 5/8Ǿ |  |  |  |  | 2 | x | 2 | x | 19.5 | x | 1.042 | [5 empty] | = | 81.276
| Ring 3/8Ǿ |  |  |  |  | 2 | x | 44 | x | 6.83 | x | 0.376 | [5 empty] | = | 225.991
Grid (B8-P8) (FB4)
| Bottom Bar 5/8Ǿ |  |  |  |  | 2 | x | 6 | x | 27.84 | x | 1.042 | [5 empty] | = | 348.1114
| Bottom Bar 5/8Ǿ |  |  |  |  | 1 | x | 4 | x | 15.34 | x | 1.042 | [5 empty] | = | 63.9371
| Top Bar 5/8Ǿ |  |  |  |  | 1 | x | 3 | x( | 38.18 | + | 27.67 | )x | 1.042 |  |  |  | = | 205.8471
| Ring 3/8Ǿ |  |  |  |  | 1 | x | 51 | x | 6.83 | x | 0.376 | [5 empty] | = | 130.9721
Vertical Beam
Grid (A-B-P-Q) (2-9)(FB2)(FB3)
| Bottom Bar 5/8Ǿ |  |  |  |  | 4 | x | 4 | x | 18.58 | x | 1.042 | [5 empty] | = | 309.7658
| Bottom Bar 5/8Ǿ |  |  |  |  | 4 | x | 5 | x | 20.25 | x | 1.042 | [5 empty] | = | 422.01
| Top Bar 5/8Ǿ |  |  |  |  | 4 | x | 2 | x | 18.58 | x | 1.042 | [5 empty] | = | 154.8829
| Top Bar 5/8Ǿ |  |  |  |  | 4 | x | 3 | x | 20.25 | x | 1.042 | [5 empty] | = | 253.206
| Ring 3/8Ǿ |  |  |  |  | 4 | x | 101 | x | 6.83 | x | 0.376 | [5 empty] | = | 1037.5043
Grid (C-N)(1-3) (FB1)
| Bottom Bar 5/8Ǿ |  |  |  |  | 2 | x | 3 | x | 11.83 | x | 1.042 | [5 empty] | = | 73.9612
| Top Bar 5/8Ǿ |  |  |  |  | 2 | x | 2 | x | 11.83 | x | 1.042 | [5 empty] | = | 49.3074
| Ring 3/8Ǿ |  |  |  |  | 2 | x | 17 | x | 6.83 | x | 0.376 | [5 empty] | = | 87.3147
Grid (F-K)(1-4)(FB1)
| Bottom Bar 5/8Ǿ |  |  |  |  | 2 | x | 3 | x | 15.5 | x | 1.042 | [5 empty] | = | 96.906
| Top Bar 5/8Ǿ |  |  |  |  | 2 | x | 2 | x | 15.5 | x | 1.042 | [5 empty] | = | 64.604
| Ring 3/8Ǿ |  |  |  |  | 2 | x | 34 | x | 6.83 | x | 0.376 | [5 empty] | = | 174.6294
Grid (H1-H7) (FB2)(FB3)
| Bottom Bar 5/8Ǿ |  |  |  |  | 1 | x | 4 | x | 16.75 | x | 1.042 | [5 empty] | = | 69.814
| Bottom Bar 5/8Ǿ |  |  |  |  | 1 | x | 5 | x | 19.58 | x | 1.042 | [5 empty] | = | 102.0118
| Top Bar 5/8Ǿ |  |  |  |  | 1 | x | 2 | x | 16.75 | x | 1.042 | [5 empty] | = | 34.907
| Top Bar 5/8Ǿ |  |  |  |  | 1 | x | 3 | x | 19.58 | x | 1.042 | [5 empty] | = | 61.2071
| Ring 3/8Ǿ |  |  |  |  | 1 | x | 60 | x | 6.83 | x | 0.376 | [5 empty] | = | 154.0848
Grid (D-M)(3-6) (FB3)
| Bottom Bar 5/8Ǿ |  |  |  |  | 2 | x | 5 | x | 18.17 | x | 1.042 | [5 empty] | = | 189.3314
| Top Bar 5/8Ǿ |  |  |  |  | 2 | x | 3 | x | 18.17 | x | 1.042 | [5 empty] | = | 113.5988
| Ring 3/8Ǿ |  |  |  |  | 2 | x | 36 | x | 6.83 | x | 0.376 | [5 empty] | = | 184.9018
Grid (E-L)(4-8) (FB3)
| Bottom Bar 5/8Ǿ |  |  |  |  | 2 | x | 4 | x | 32.5 | x | 1.042 | [5 empty] | = | 270.92
| Top Bar 5/8Ǿ |  |  |  |  | 2 | x | 3 | x | 32.5 | x | 1.042 | [5 empty] | = | 203.19
| Ring 3/8Ǿ |  |  |  |  | 2 | x | 28 | x | 6.83 | x | 0.376 | [5 empty] | = | 143.8125
Grid (G-J)(9-10) (FB2)
| Bottom Bar 5/8Ǿ |  |  |  |  | 2 | x | 4 | x | 14.25 | x | 1.042 | [5 empty] | = | 118.788
| Top Bar 5/8Ǿ |  |  |  |  | 2 | x | 2 | x | 14.25 | x | 1.042 | [5 empty] | = | 59.394
| Ring 3/8Ǿ |  |  |  |  | 2 | x | 24 | x | 6.83 | x | 0.376 | [5 empty] | = | 123.2678
SLAB: -
Grid (A-B) (P-Q)(2-5) (S4)
| M/Bar | 3/8Ǿ |  | 2 | x | 4 | x | 16 | x | 10.94 | x | 0.376 | [5 empty] | = | 526.5203
| D/Bar | 3/8Ǿ |  | 2 | x | 4 | x | 13 | x | 14.15 | x | 0.376 | [5 empty] | = | 553.3216
Top/ Extra/Bar |  | 3/8Ǿ |  |  |  | 2 | x | 4 | x | 12.34 | x | 0.376 | [5 empty] | = | 37.1187
Top D/Bar |  | 3/8Ǿ |  |  |  | 2 | x | 5 | x | 14.83 | x | 0.376 | [5 empty] | = | 55.7608
Ring |  | 3/8Ǿ |  |  |  | 2 | x | 20 | x | 3.25 | x | 0.376 | [5 empty] | = | 48.88
Grid (A-B) (P-Q)(5-9) (S1)
| M/Bar | 1/2Ǿ |  |  |  | 2 | x | 35 | x | 19.25 | x | 0.667 | [5 empty] | = | 898.7825
| D/Bar | 1/2Ǿ |  |  |  | 2 | x | 20 | x | 24.63 | x | 0.667 | [5 empty] | = | 657.1284
Top D/Bar |  | 1/2Ǿ |  |  |  | 2 | x | 7 | x | 16.5 | x | 0.667 | [5 empty] | = | 154.077
Top D/Bar |  | 1/2Ǿ |  |  |  | 2 | x | 9 | x | 12.33 | x | 0.667 | [5 empty] | = | 148.034
Chair |  | 1/2Ǿ |  |  |  | 2 | x | 30 | x | 3.75 | x | 0.667 | [5 empty] | = | 150.075
Grid (C-F)(K-N) (1-3)(S3)
| M/Bar | 3/8Ǿ |  |  |  | 2 | x | 30 | x | 15.08 | x | 0.376 | [5 empty] | = | 340.2048
| D/Bar | 3/8Ǿ |  |  |  | 2 | x | 25 | x | 17.76 | x | 0.376 | [5 empty] | = | 333.888
Top D/Bar |  | 3/8Ǿ |  |  |  | 2 | x | 6 | x | 11.33 | x | 0.376 | [5 empty] | = | 51.121
Top D/Bar |  | 3/8Ǿ |  |  |  | 2 | x | 8 | x | 9.33 | x | 0.376 | [5 empty] | = | 56.1293
Chair |  | 3/8Ǿ |  |  |  | 2 | x | 20 | x | 3.5 | x | 0.376 | [5 empty] | = | 52.64
Grid (F-K) (1-4) (S2)
| M/Bar | 1/2Ǿ |  |  |  | 2 | x | 28 | x | 13.58 | x | 0.667 | [5 empty] | = | 507.2402
| D/Bar | 1/2Ǿ |  |  |  | 2 | x | 13 | x | 20.17 | x | 0.667 | [5 empty] | = | 349.7881
Top D/Bar |  | 1/2Ǿ |  |  |  | 1 | x | 8 | x | 21.16 | x | 0.667 | [5 empty] | = | 112.9098
Top Ex/Bar |  | 1/2Ǿ |  |  |  | 2 | x | 28 | x | 7.08 | x | 0.667 | [5 empty] | = | 264.4522
Top D/Bar |  | 1/2Ǿ |  |  |  | 2 | x | 12 | x | 13.75 | x | 0.667 | [5 empty] | = | 220.11
Top Ex/Bar |  | 1/2Ǿ |  |  |  | 1 | x | 28 | x | 7.5 | x | 0.667 | [5 empty] | = | 140.07
Top D/Bar |  | 1/2Ǿ |  |  |  | 1 | x | 14 | x | 13.25 | x | 0.667 | [5 empty] | = | 123.7285
Top Ex/Bar |  | 1/2Ǿ |  |  |  | 1 | x | 58 | x | 5.33 | x | 0.667 | [5 empty] | = | 206.1964
Chair |  | 1/2Ǿ |  |  |  | 2 | x | 35 | x | 3.5 | x | 0.667 | [5 empty] | = | 163.415
Grid (B-D) (M-P) (3-6)(S1)
| M/Bar | 1/2Ǿ |  |  |  | 2 | x | 33 | x | 17 | x | 0.667 | [5 empty] | = | 748.374
| D/Bar | 1/2Ǿ |  |  |  | 2 | x | 27 | x | 19.67 | x | 0.667 | [5 empty] | = | 708.4741
Top Ext/Bar |  | 1/2Ǿ |  |  |  | 2 | x | 33 | x | 8.25 | x | 0.667 | [5 empty] | = | 363.1815
Top D/Bar |  | 1/2Ǿ |  |  |  | 2 | x | 15 | x | 15.5 | x | 0.667 | [5 empty] | = | 310.155
Top Ex/Bar |  | 1/2Ǿ |  |  |  | 2 | x | 27 | x | 8.25 | x | 0.667 | [5 empty] | = | 297.1485
Top D/Bar |  | 1/2Ǿ |  |  |  | 2 | x | 15 | x | 12.33 | x | 0.667 | [5 empty] | = | 246.7233
Chair |  | 1/2Ǿ |  |  |  | 2 | x | 40 | x | 3.5 | x | 0.667 | [5 empty] | = | 186.76
Grid (D-F) (K-M) (3-6)(S5)
| M/Bar | 1/2Ǿ |  |  |  | 2 | x | 33 | x | 10.67 | x | 0.667 | [5 empty] | = | 469.7147
| D/Bar | 1/2Ǿ |  |  |  | 2 | x | 27 | x | 19.67 | x | 0.667 | [5 empty] | = | 708.4741
Grid (E-H-L) (4-7)(S1)
| M/Bar | 1/2Ǿ |  |  |  | 1 | x | 34 | x( | 17 | + | 17 | )x | 1.042 |  |  |  | = | 1204.552
| D/Bar | 1/2Ǿ |  |  |  | 2 | x | 27 | x | 20.5 | x | 0.667 | [5 empty] | = | 738.369
Top Ext/Bar |  | 1/2Ǿ |  |  |  | 2 | x | 34 | x | 8.5 | x | 0.667 | [5 empty] | = | 385.526
Top D/Bar |  | 1/2Ǿ |  |  |  | 2 | x | 15 | x | 24.67 | x | 0.667 | [5 empty] | = | 493.6467
Top Ext/Bar |  | 1/2Ǿ |  |  |  | 1 | x | 34 | x | 8.25 | x | 0.667 | [5 empty] | = | 187.0935
Top D/Bar |  | 1/2Ǿ |  |  |  | 2 | x | 15 | x | 15.83 | x | 0.667 | [5 empty] | = | 316.7583
Top Ex/Bar |  | 1/2Ǿ |  |  |  | 2 | x | 27 | x | 8.25 | x | 0.667 | [5 empty] | = | 297.1485
Top D/Bar |  | 1/2Ǿ |  |  |  | 2 | x | 15 | x | 15.83 | x | 0.667 | [5 empty] | = | 316.7583
Chair |  | 1/2Ǿ |  |  |  | 2 | x | 45 | x | 3.5 | x | 0.667 | [5 empty] | = | 210.105
Grid (B-E) (6-8)(S2)
| M/Bar | 1/2Ǿ |  |  |  | 2 | x | 37 | x | 17.17 | x | 0.667 | [5 empty] | = | 847.4769
| D/Bar | 1/2Ǿ |  |  |  | 2 | x | 24 | x | 21.5 | x | 0.667 | [5 empty] | = | 688.344
Top D/Bar |  | 1/2Ǿ |  |  |  | 2 | x | 7 | x | 16.67 | x | 0.667 | [5 empty] | = | 155.6645
Top Ext/Bar |  | 1/2Ǿ |  |  |  | 2 | x | 24 | x | 8.55 | x | 0.667 | [5 empty] | = | 273.7368
Top D/Bar |  | 1/2Ǿ |  |  |  | 2 | x | 13 | x | 10.67 | x | 0.667 | [5 empty] | = | 185.0391
Chair |  | 1/2Ǿ |  |  |  | 2 | x | 30 | x | 3.5 | x | 0.667 | [5 empty] | = | 140.07
Grid (E-L) (7-8)(S2)
| M/Bar | 1/2Ǿ |  |  |  | 1 | x | 53 | x | 9.33 | x | 0.667 | [5 empty] | = | 329.8248
| D/Bar | 1/2Ǿ |  |  |  | 1 | x | 14 | x | 29.5 | x | 0.667 | [5 empty] | = | 275.471
Top Ext/Bar |  | 1/2Ǿ |  | 2 | x | 2 | x | 53 | x | 3.22 | x | 0.667 | [5 empty] | = | 455.3209
Top D/Bar |  | 1/2Ǿ | [5 empty] | 2 | x | 24.83 | x | 0.667 | [5 empty] | = | 33.1232
Top Ext/Bar |  | 1/2Ǿ |  |  |  | 2 | x | 14 | x | 8.22 | x | 0.667 | [5 empty] | = | 153.5167
Top D/Bar |  | 1/2Ǿ |  |  |  | 2 | x | 12 | x | 6.67 | x | 0.667 | [5 empty] | = | 106.7734
Chair |  | 1/2Ǿ |  |  |  | 1 | x | 40 | x | 3.5 | x | 0.667 | [5 empty] | = | 93.38
Projection (Chajja)
| W1 M/Bar | 1/2Ǿ |  |  |  | 8 | x | 17 | x | 4.5 | x | 0.667 | [5 empty] | = | 408.204
| D/Bar | 1/2Ǿ |  |  |  | 8 | x | 12 | x | 6.5 | x | 0.667 | [5 empty] | = | 416.208
| W2 M/Bar | 1/2Ǿ |  |  |  | 2 | x | 12 | x | 4.5 | x | 0.667 | [5 empty] | = | 72.036
| D/Bar | 1/2Ǿ |  |  |  | 2 | x | 12 | x | 4.5 | x | 0.667 | [5 empty] | = | 72.036
| W3 M/Bar | 1/2Ǿ |  |  |  | 4 | x | 12 | x | 4.5 | x | 0.667 | [5 empty] | = | 144.072
| D/Bar | 1/2Ǿ |  |  |  | 4 | x | 12 | x | 4.5 | x | 0.667 | [5 empty] | = | 144.072
| V1 M/Bar | 1/2Ǿ |  |  |  | 6 | x | 6 | x | 4.5 | x | 0.667 | [5 empty] | = | 108.054
| D/Bar | 1/2Ǿ |  |  |  | 6 | x | 6 | x | 2.5 | x | 0.667 | [5 empty] | = | 60.03
[16 empty] | Total |  |  | 94412.4422
| Convert in Cwt | [5 empty] | 94412.4422 |  |  | ÷ |  | 112 |  | Total Cwt |  |  |  | = | 842.9682
8 | R.C.C work including all labour and materials except the cost of steel reinforcement and its labour for bending and binding which will be paid separately. This Rate also include all kinds of forms: lifting shuttering curing rendering and finishing the exposed surface (i/c screening & washing of shingle). R.C. work in roof, slab, beams cols, rafts, lintels and other structural all respect ratio 1:2:4 (90-lbs) cement 2-cft sand 4-cft shingle 1/8" to 1/4" gauge (S.I.No.15/6-a-i)
Footing
| RF1 |  |  |  |  | 1 | x | 16.33 | x | 18.58 | x | 2 | [5 empty] | = | 606.8228
| CF1 |  |  |  |  | 1 | x | 49.83 | x | 6 | x | 2 | [5 empty] | = | 597.96
| CF2 |  |  |  |  | 4 | x | 37.33 | x | 7 | x | 2 | [5 empty] | = | 2090.48
| CF3 |  |  |  |  | 2 | x | 12.5 | x | 7.5 | x | 2 | [5 empty] | = | 375
| CF4 |  |  |  |  | 2 | x | 10.5 | x | 7.5 | x | 2 | [5 empty] | = | 315
| CF5 |  |  |  |  | 2 | x | 15.33 | x | 6 | x | 2 | [5 empty] | = | 367.92
| F1 |  |  |  |  | 1 | x | 10 | x | 9 | x | 1.75 | [5 empty] | = | 157.5
| F2 |  |  |  |  | 1 | x | 9 | x | 8 | x | 1.75 | [5 empty] | = | 126
| F3 |  |  |  |  | 1 | x | 7.5 | x | 6 | x | 1.75 | [5 empty] | = | 78.75
Short Coloumns
| C1 |  |  | 1 | x | 29 | x | 2 | x | 0.83 | x | 4.75 | [5 empty] | = | 228.665
| C1 |  |  | 1 | x | 4 | x | 2 | x | 0.83 | x | 4.75 | [5 empty] | = | 31.54
| C2 |  |  | 1 | x | 6 | x | 2 | x | 0.83 | x | 4.5 | [5 empty] | = | 44.82
Stair Case
| Footing |  |  |  |  | 1 | x | 5 | x | 3.67 | x | 1.5 | [5 empty] | = | 27.525
| Wall |  |  |  |  | 1 | x | 5 | x | 0.5 | x | 7.25 | [5 empty] | = | 18.125
Plinth Beam
Horizontal Beam
Grid (A-B-P-Q)(2-4-5-9) |  |  |  | 2 | x | 4 | x | 11.67 | x | 0.67 | x | 2 | [5 empty] | = | 125.1024
Grid (B3 - F3)(K3 - P3) |  |  |  | 1 | x | 2 | x | 17.83 | x | 0.67 | x | 2 | [5 empty] | = | 47.7844
Grid (C1 - N1) |  |  |  | 1 | x | 1 | x | 44.51 | x | 0.67 | x | 2 | [5 empty] | = | 59.6434
Grid (E-L)(4-7) |  |  |  | 1 | x | 2 | x | 25.5 | x | 0.67 | x | 2 | [5 empty] | = | 68.34
Grid (B6-E6)(L6-P6) |  |  |  | 1 | x | 2 | x | 16.67 | x | 0.67 | x | 2 | [5 empty] | = | 44.6756
Grid (B8-P8) |  |  |  | 1 | x | 1 | x | 58.17 | x | 0.67 | x | 2 | [5 empty] | = | 77.9478
Grid (G10-J10) |  |  |  | 1 | x | 1 | x | 10 | x | 0.67 | x | 2 | [5 empty] | = | 13.4
Vertical Beam
Grid (A-B-P-Q)(2-9) |  |  |  | 2 | x | 2 | x | 32 | x | 0.67 | x | 2 | [5 empty] | = | 171.52
Grid (A+ - P+)(2-5) |  |  |  | 1 | x | 2 | x | 14.3 | x | 0.67 | x | 2 | [5 empty] | = | 38.324
Grid (C-N)(1 - 3) |  |  |  | 1 | x | 2 | x | 9.67 | x | 0.67 | x | 2 | [5 empty] | = | 25.9156
Grid (F-K) (1-4) |  |  |  | 1 | x | 2 | x | 13 | x | 0.67 | x | 2 | [5 empty] | = | 34.84
Grid (H1-H7) |  |  |  | 1 | x | 1 | x | 28.83 | x | 0.67 | x | 2 | [5 empty] | = | 38.6322
Grid (D-M)(3-6) |  |  |  | 1 | x | 2 | x | 15.5 | x | 0.67 | x | 2 | [5 empty] | = | 41.54
Grid (E-C)(4-9) |  |  |  | 1 | x | 2 | x | 22.5 | x | 0.67 | x | 2 | [5 empty] | = | 60.3
Grid (G-J)(9-10) |  |  |  | 1 | x | 2 | x | 11.75 | x | 0.67 | x | 2 | [5 empty] | = | 31.49
Super Structure Coloumns
C1 |  |  |  | 1 | x | 33 | x | 2 | x | 0.83 | x | 8.75 | [5 empty] | = | 479.325
C2 |  |  |  | 1 | x | 6 | x | 2 | x | 0.67 | x | 8.75 | [5 empty] | = | 70.35
Stair Case
| 1st Flight |  |  |  |  | 1 | x | 12 | x | 5 | x | 0.5 | [5 empty] | = | 30
| Steps |  |  | 11 | x | 1/.2 | x | 5 | x | 1 | x | 0.5 | [5 empty] | = | 13.75
| Landing |  |  |  |  | 2 | x | 10.33 | x | 4 | x | 0.5 | [5 empty] | = | 41.32
| 2nd Flight |  |  |  |  | 4 | x | 12 | x | 5 | x | 0.5 | [5 empty] | = | 120
| Steps |  |  | 11 | x | 1/.2 | x | 5 | x | 1 | x | 0.5 | [5 empty] | = | 13.75
First Floor Slab
Horizontal Beam
Grid (A-B)(P-Q) |  |  |  | 2 | x | 4 | x | 13 | x | 0.67 | x | 2.5 | [5 empty] | = | 174.2
Grid (B3 - F3)(K3 - P3) | [5 empty] | 2 | x | 17.83 | x | 0.67 | x | 2.5 | [5 empty] | = | 59.7305
Grid (C1 - N1) | [5 empty] | 2 | x | 44.51 | x | 0.67 | x | 2.5 | [5 empty] | = | 149.1085
Grid (E4 - L4)(E7-L7) | [5 empty] | 2 | x | 25.51 | x | 0.67 | x | 2.5 | [5 empty] | = | 85.4585
Grid (B6-E6)(L6-P6) | [5 empty] | 2 | x | 18.5 | x | 0.67 | x | 2.5 | [5 empty] | = | 61.975
Grid (B8-P8) | [5 empty] | 1 | x | 57.5 | x | 0.67 | x | 2.5 | [5 empty] | = | 96.3125
Grid (G10 - J10) | [5 empty] | 1 | x | 9.67 | x | 0.67 | x | 2.5 | [5 empty] | = | 16.1973
Vertical Beam
Grid (A-B-P-Q)(2-9) | [5 empty] | 4 | x | 32 | x | 0.67 | x | 2.5 | [5 empty] | = | 214.4
Grid (C1 - C2)(N1-N2) | [5 empty] | 2 | x | 8.67 | x | 0.67 | x | 2.5 | [5 empty] | = | 29.0445
Grid (F-K)(1-4) | [5 empty] | 2 | x | 12.67 | x | 0.67 | x | 2.5 | [5 empty] | = | 42.4445
Grid (H1-H2) | [5 empty] | 1 | x | 28.17 | x | 0.67 | x | 2.5 | [5 empty] | = | 47.1848
Grid (D3-D6)(M3-M6) | [5 empty] | 2 | x | 14.83 | x | 0.67 | x | 2.5 | [5 empty] | = | 49.6805
Grid (E4-E9)(L4-L9) | [5 empty] | 2 | x | 21.83 | x | 0.67 | x | 2.5 | [5 empty] | = | 73.1305
Grid (A+)(P+)(2-5) | [5 empty] | 2 | x | 13.49 | x | 0.67 | x | 2.5 | [5 empty] | = | 45.1915
Grid (G9-G10)(J9- J10) | [5 empty] | 2 | x | 11.75 | x | 0.67 | x | 2.5 | [5 empty] | = | 39.3625
Slab
Grid (A- B)(P-Q)(2-9) | [5 empty] | 2 | x | 32 | x | 13 | x | 0.5 | [5 empty] | = | 416
Grid (C-N)(1-3) | [5 empty] | 1 | x | 44.5 | x | 10 | x | 0.5 | [5 empty] | = | 222.5
Grid (B-P)(3-9) | [5 empty] | 1 | x | 58.18 | x | 26.83 | x | 0.5 | [5 empty] | = | 780.4847
Projection (chajja)
W1 | [5 empty] | 6 | x | 7 | x | 2 | x | 0.5 | [5 empty] | = | 42
W2 | [5 empty] | 6 | x | 5 | x | 2 | x | 0.5 | [5 empty] | = | 30
W3 | [5 empty] | 4 | x | 4.5 | x | 2 | x | 0.5 | [5 empty] | = | 18
V1 | [5 empty] | 6 | x | 3 | x | 2 | x | 0.5 | [5 empty] | = | 18
[15 empty] | Total Cft |  |  |  | 9424.4639
a | R.C.C 1:2:4 | [13 empty] | Total Cft |  |  |  | 8569.76
b | R.C.C 1:1½:3 | [13 empty] | Total Cft |  |  |  | 854.7
9 | Providing and laying 1:3:6 cement concrete solid block masonry set in 1:6 cement mortar in ground floor superstructure in/c: raking out joints and curing etc complete. (S.I.No.18/23).
| Bed Room 1 |  |  | 1 | x | 1 | x | 12 | x | 0.5 | x | 8.75 | [5 empty] | = | 52.5
| "" |  |  | 1 | x | 1 | x | 16 | x | 0.5 | x | 8.75 | [5 empty] | = | 70
| Bed Room 2 |  |  | 1 | x | 2 | x | 12 | x | 0.5 | x | 8.75 | [5 empty] | = | 105
| "" |  |  | 1 | x | 1 | x | 15 | x | 0.5 | x | 8.75 | [5 empty] | = | 65.625
| Drawing Room |  |  | 1 | x | 2 | x | 12 | x | 0.5 | x | 8.75 | [5 empty] | = | 105
| "" |  |  | 1 | x | 2 | x | 15.5 | x | 0.5 | x | 8.75 | [5 empty] | = | 135.625
| Dinning Room |  |  | 1 | x | 1 | x | 10 | x | 0.5 | x | 8.75 | [5 empty] | = | 43.75
| "" |  |  | 1 | x | 2 | x | 12.5 | x | 0.5 | x | 8.75 | [5 empty] | = | 109.375
| Kitchen |  |  |  |  | 1 | x | 11 | x | 0.5 | x | 8.75 | [5 empty] | = | 48.125
| "" |  |  |  |  | 1 | x | 3.5 | x | 0.5 | x | 8.75 | [5 empty] | = | 15.3125
| "" |  |  |  |  | 1 | x | 9 | x | 0.5 | x | 8.75 | [5 empty] | = | 39.375
| Lounge |  |  |  |  | 1 | x | 10 | x | 0.5 | x | 8.75 | [5 empty] | = | 43.75
| "" |  |  |  |  | 1 | x | 16.5 | x | 0.5 | x | 8.75 | [5 empty] | = | 72.1875
| Store |  |  | 1 | x | 2 | x | 5.75 | x | 0.5 | x | 8.75 | [5 empty] | = | 50.3125
| "" |  |  | 1 | x | 2 | x | 7 | x | 0.5 | x | 8.75 | [5 empty] | = | 61.25
| Dressing Room |  |  | 1 | x | 1 | x | 7 | x | 0.5 | x | 8.75 | [5 empty] | = | 30.625
| "" |  |  | 1 | x | 2 | x | 5.75 | x | 0.5 | x | 8.75 | [5 empty] | = | 50.3125
| Bath-1 |  |  | 1 | x | 1 | x | 5.75 | x | 0.5 | x | 8.75 | [5 empty] | = | 25.1562
| """"" |  |  | 1 | x | 2 | x | 7 | x | 0.5 | x | 8.75 | [5 empty] | = | 61.25
| Bath-2 |  |  | 1 | x | 1 | x | 5.75 | x | 0.5 | x | 8.75 | [5 empty] | = | 25.1562
| "" |  |  | 1 | x | 1 | x | 7 | x | 0.5 | x | 8.75 | [5 empty] | = | 30.625
[17 empty] | Total(i) |  | 1240.3125
Deduction
| Coloumn |  |  | 1 | x | 39 | x | 2 | x | 0.5 | x | 8.5 | [5 empty] | = | 331.5
| DD1 |  |  |  |  | 1 | x | 5 | x | 0.5 | x | 8 | [5 empty] | = | 20
| D1 |  |  |  |  | 5 | x | 3.5 | x | 0.5 | x | 8 | [5 empty] | = | 70
| D2 |  |  | 1 | x | 3 | x | 3 | x | 0.5 | x | 8 | [5 empty] | = | 36
| D3 |  |  | 1 | x | 3 | x | 2.5 | x | 0.5 | x | 8 | [5 empty] | = | 30
| W1 |  |  | 1 | x | 3 | x | 6 | x | 0.5 | x | 4 | [5 empty] | = | 36
| W2 |  |  | 1 | x | 3 | x | 4 | x | 0.5 | x | 4 | [5 empty] | = | 24
| W3 |  |  | 1 | x | 2 | x | 3.5 | x | 0.5 | x | 4 | [5 empty] | = | 14
| V1 |  |  | 1 | x | 3 | x | 2 | x | 0.5 | x | 2 | [5 empty] | = | 6
[17 empty] | Total(ii) |  | 567.5
| NET QTY (i-ii) |  |  | 1240.3125 |  |  | (-) |  |  | 567.5 |  |  |  | Total |  |  |  | = | 672.8125
| 2 No. Flats on Each Floor | [6 empty] | 672.8125 |  |  | x | 2 |  |  |  | Total |  | = | 1345.625
13 | P/F G.I. frames / chowkhats of size 7"x2" or 4-1/2" x 3" for door using 20 gauge G.I. sheet in/c: welded hinges and fixing at site with necessary holdfast, filling with cement sand slurry of ratio 1:6 and repairing the jambs. The cost also in/c: all carriage tools and plants used in making and fixing (S.I.No.93/29)
| DD1 |  |  | 1 | x | 1 | x( | 8 | + | 4.75 | + | 4.75 | + | 4.75 | + | 8 | ) | = | 30.25
| D1 |  |  | 1 | x | 5 | x( | 8 | + | 3.25 | + | 3.25 | + | 3.25 | + | 8 | ) | = | 128.75
| D2 |  |  | 1 | x | 3 | x( | 8 | + | 2.75 | + | 2.75 | + | 2.75 | + | 8 | ) | = | 72.75
| D3 |  |  | 1 | x | 3 | x( | 8 | + | 2.25 | + | 2.25 | + | 2.25 | + | 8 | ) | = | 68.25
[16 empty] | Total Rft |  |  | 269.75
| 2 No. Flats on Each Floor | [6 empty] | 269.75 |  |  | x | 2 |  |  |  | Total Rft |  | = | 539.5
14 | Cement Plaster (1:4) upto 20' height 3/4" thick. (S.I.No.51/11-C) .
Ceiling
| Bed Room 1 |  |  |  |  | 1 | x | 12 | x | 13 | [7 empty] | = | 156
| Bed Room 2 |  |  |  |  | 1 | x | 12 | x | 12 | [7 empty] | = | 144
| Drawing Room |  |  |  |  | 1 | x | 12 | x | 15 | [7 empty] | = | 180
| Dinning Room |  |  |  |  | 1 | x | 10 | x | 15 | [7 empty] | = | 150
| Lounge |  |  |  |  | 1 | x | 10 | x | 10 | [7 empty] | = | 100
| Kitchen |  |  |  |  | 1 | x | 11 | x | 6 | [7 empty] | = | 66
| Store |  |  |  |  | 1 | x | 5.75 | x | 7 | [7 empty] | = | 40.25
| Dressing Room |  |  |  |  | 1 | x | 5.75 | x | 7 | [7 empty] | = | 40.25
| Bath-1 |  |  |  |  | 1 | x | 5.75 | x | 7 | [7 empty] | = | 40.25
| Bath-2 |  |  |  |  | 1 | x | 5.75 | x | 7 | [7 empty] | = | 40.25
Walls
| Bed Room 1 |  |  | 1 | x | 2 | x( | 12 | + | 13 | )x | 10.5 | [5 empty] | = | 525
| Bed Room 2 |  |  | 1 | x | 2 | x( | 12 | + | 12 | )x | 10.5 | [5 empty] | = | 504
| Drawing Room |  |  | 1 | x | 2 | x( | 12 | + | 15 | )x | 10.5 | [5 empty] | = | 567
| Dinning Room |  |  | 1 | x | 2 | x( | 10 | + | 15 | )x | 10.5 | [5 empty] | = | 525
| Lounge |  |  | 1 | x | 2 | x( | 10 | + | 10 | )x | 10.5 | [5 empty] | = | 420
| Kitchen |  |  | 1 | x | 2 | x( | 11 | + | 6 | )x | 10.5 | [5 empty] | = | 357
| Store |  |  | 1 | x | 2 | x( | 5.75 | + | 7 | )x | 10.5 | [5 empty] | = | 267.75
| Dressing Room |  |  | 1 | x | 2 | x( | 5.75 | + | 7 | )x | 10.5 | [5 empty] | = | 267.75
| Bath-1 |  |  | 1 | x | 2 | x( | 5.75 | + | 7 | )x | 4 | [5 empty] | = | 102
| Bath-2 |  |  | 1 | x | 2 | x( | 5.75 | + | 7 | )x | 4 | [5 empty] | = | 102
[17 empty] | Total (i) |  | 3637.5
Deduction
| DD1 |  |  | 1 | x | 1 | x | 5 | x | 8 | [7 empty] | = | 40
| D1 |  |  | 1 | x | 5 | x | 3.5 | x | 8 | [7 empty] | = | 140
| D2 |  |  | 1 | x | 3 | x | 3 | x | 8 | [7 empty] | = | 72
| D3 |  |  | 1 | x | 3 | x | 2.5 | x | 8 | [7 empty] | = | 60
| W1 |  |  | 1 | x | 3 | x | 6 | x | 4 | [7 empty] | = | 72
| W2 |  |  | 1 | x | 3 | x | 4 | x | 4 | [7 empty] | = | 48
| W3 |  |  | 1 | x | 2 | x | 3.5 | x | 4 | [7 empty] | = | 28
| V1 |  |  | 1 | x | 3 | x | 2 | x | 2 | [7 empty] | = | 12
[17 empty] | Total (ii) |  | 432
| Net Qty (i-ii) |  | 3637.5 |  |  |  | - |  | 432 | [6 empty] | Total |  | = | 3205.5
| 2 No. Flats on Each Floor | [6 empty] | 3205.5 |  |  | x | 2 |  |  |  | Total (A) |  | = | 6411
15 | Laying white marble flooring fine dressed in the surface without winding set in lime mortar 1:2 in/c rubbing and polishing of the joints.(b) 1" thick. (S.I.No.42/28-b)(1" thick flooring).
Marble Flooring
|  | Bed Room 1 |  |  |  | 1 | x | 12 | x | 16 | [7 empty] | = | 192
|  | Bed Room 2 |  |  |  | 1 | x | 12 | x | 15 | [7 empty] | = | 180
|  | Drawing Room |  |  |  | 1 | x | 12 | x | 15.5 | [7 empty] | = | 186
|  | Dinning Room |  |  |  | 1 | x | 10 | x | 12.5 | [7 empty] | = | 125
|  | Lounge |  |  |  | 1 | x | 10 | x | 16.5 | [7 empty] | = | 165
|  | Kitchen |  |  |  | 1 | x | 11 | x | 9 | [7 empty] | = | 99
|  | Passage |  |  |  | 1 | x | 3.5 | x | 15 | [7 empty] | = | 52.5
|  | Store |  |  |  | 1 | x | 5.75 | x | 7 | [7 empty] | = | 40.25
|  | Dressing Room |  |  |  | 1 | x | 5.75 | x | 7 | [7 empty] | = | 40.25
[18 empty] | = | 1080
| 2 No. Flats on Each Floor | [6 empty] | 1080 |  |  | x | 2 |  |  |  | Total (A) |  | = | 2160
Stair Case
|  | Trade |  | 1 | x | 2 | x | 11 | x | 5 | x | 1 | [5 empty] | = | 110
|  | Landing |  |  |  | 1 | x | 11 | x | 5 | [7 empty] | = | 55
[16 empty] | Total (B) |  |  | 165
Net Qty (A + B) |  |  | 2160 |  |  | + |  | 165 | [6 empty] | G. Total Sft |  |  | = | 2325
16 | Providing and fixing 3/8" thick marble tiles of approved quality and colour shade size 8" x 4"/6"x4" in dado skirting and facing removal/tucking of existing plaster surface etc over 1/2" thick base of cement mortar 1:3 setting mortar base including filling the joints and washing the tiles with white cement slurry current finishing cleaning and polishing etc complete. (ii) for old work. (S.I.No.48/68-ii).
Skirting
|  | Bed Room 1 |  | 1 | x | 2 | x( | 12 | x | 16 | )x | 0.5 | [5 empty] | = | 192
|  | Bed Room 2 |  | 1 | x | 2 | x( | 12 | x | 15 | )x | 0.5 | [5 empty] | = | 180
|  | Drawing Room |  | 1 | x | 2 | x( | 12 | x | 15.5 | )x | 0.5 | [5 empty] | = | 186
|  | Dinning Room |  | 1 | x | 2 | x( | 10 | x | 12.5 | )x | 0.5 | [5 empty] | = | 125
|  | Lounge |  | 1 | x | 2 | x( | 10 | x | 16.5 | )x | 0.5 | [5 empty] | = | 165
|  | Kitchen |  | 1 | x | 2 | x( | 11 | x | 9 | )x | 0.5 | [5 empty] | = | 99
|  | Passage |  | 1 | x | 2 | x( | 3.5 | x | 15 | )x | 0.5 | [5 empty] | = | 52.5
|  | Store |  | 1 | x | 2 | x( | 5.75 | x | 7 | )x | 0.5 | [5 empty] | = | 40.25
|  | Dressing Room |  | 1 | x | 2 | x( | 5.75 | x | 7 | )x | 0.5 | [5 empty] | = | 40.25
|  | Riser |  | 1 | x | 2 | x | 12 | x | 5 | x | 0.5 | [5 empty] | = | 60
[16 empty] | Total (i) |  | = | 1140
Deduction
| DD1 |  |  | 1 | x | 5 | x | 0.5 | [9 empty] | = | 2.5
| D1 | 1 | x | 5 | x | 3.5 | x | 0.5 | [9 empty] | = | 8.75
| D2 | 1 | x | 3 | x | 3 | x | 0.5 | [9 empty] | = | 4.5
| D3 | 1 | x | 3 | x | 2.5 | x | 0.5 | [9 empty] | = | 3.75
[16 empty] | Total (ii) |  |  | 15.75
Net Qty ( i - ii ) |  |  | 1140 |  |  | - |  | 15.75 | [7 empty] | Total |  | = | 1124.25
| 2 No. Flats on Each Floor | [6 empty] | 1124.25 |  |  | x | 2 |  |  |  | Total (A) |  | = | 2248.5
Landing Area
|  | Landing |  | 1 | x | 2 | x | 5 | x | 0.5 | [7 empty] | = | 5
|  | "" |  |  |  | 1 | x | 11 | x | 0.5 | [7 empty] | = | 5.5
[16 empty] | Total (B) |  |  | 10.5
Net Qty ( A+B ) |  |  | 2248.5 |  |  | + |  | 10.5 | [7 empty] | Total Sft |  | = | 2259
17 | Laying floors of approved colored glazed tiles 1/4" thick laid in white cement and pigment on a bed of 3/4" thick cement mortar 1:2. (S.I.No.42/25)
| Bath-1 |  |  |  |  | 1 | x | 5.75 | x | 7 | [7 empty] | = | 40.25
| Bath-2 |  |  |  |  | 1 | x | 5.75 | x | 7 | [7 empty] | = | 40.25
[16 empty] | Total (A) |  | = | 80.5
| 2 No. Flats on Each Floor | [6 empty] | 80.5 |  |  | x | 2 |  |  |  | Total |  | = | 161
18 | White glazed tile 1/4" thick dado jointed in white cement and laid over 1:2 cement sand mortar 3/4" thick including finishing.
| Bath-1 |  |  | 1 | x | 2 | x( | 5.75 | x | 7 | )x | 4 | [5 empty] | = | 102
| Bath-2 |  |  | 1 | x | 2 | x( | 5.75 | x | 7 | )x | 4 | [5 empty] | = | 102
|  | Kitchen |  | 1 | x | 2 | x( | 11 | + | 9 | )x | 4 | [5 empty] | = | 160
[16 empty] | Total (A) |  | = | 364
Deduction
|  |  |  | 1 | x | 2 | x | 2.5 | x | 4 | [7 empty] | = | 20
[6 empty] | 1 | x | 3 | x | 4 | [7 empty] | = | 12
[6 empty] | 1 | x | 3.5 | x | 2 | [7 empty] | = | 7
[16 empty] | Total (B) |  | = | 39
|  | Net Qty (A - B) |  |  | 364 |  |  | - |  | 39 | [6 empty] | Total | = | 325
| 2 No. Flats on Each Floor | [6 empty] | 325 |  |  | x | 2 |  |  |  | Total Sft |  | = | 650
19 | Providing and fixing in position doors windows and ventilators of 1st class deodar wood frames and 1-3/4" thick commercial ply veneer shutter of 1st class deodar skeletion (Hollow) and commercial ply wood (3-ply) on both side in/c: holdfast, hinges, iron tower bolts handles and cleats with cross and one mort ice lock and hook (S.I.no.58/9)(without chokhats).
| DD1 |  |  | 1 | x | 1 | x | 4.75 | x | 6.75 | [7 empty] | = | 32.0625
| V |  |  | 1 | x | 1 | x | 4.75 | x | 0.92 | [7 empty] | = | 4.37
| D1 |  |  | 1 | x | 5 | x | 3.25 | x | 6.75 | [7 empty] | = | 109.6875
| V |  |  | 1 | x | 5 | x | 3.25 | x | 0.92 | [7 empty] | = | 14.95
| D2 |  |  | 1 | x | 3 | x | 2.75 | x | 6.75 | [7 empty] | = | 55.6875
| V |  |  | 1 | x | 3 | x | 2.75 | x | 0.92 | [7 empty] | = | 7.59
| D3 |  |  | 1 | x | 3 | x | 2.25 | x | 6.75 | [7 empty] | = | 45.5625
| V |  |  | 1 | x | 3 | x | 2.25 | x | 0.92 | [7 empty] | = | 6.21
[16 empty] | Sft |  |  | 239.6875
| 2 No. Flats on Each Floor | [6 empty] | 239.6875 |  |  | x | 2 |  |  |  | Total Sft |  | = | 479.375
20 | Supply and fixing in position aluminum channel framing for sliding window ventilators of alcop made with 5 mm thick thinned glass glazed (Belgium) and aluminum fly screen in'/c: handles stopper and locking arragement etc complete. (Deluxe model boronze)(S.I.No.107/84-b).
| W1 |  |  | 1 | x | 3 | x | 6 | x | 4 | [7 empty] | = | 72
| W2 |  |  | 1 | x | 3 | x | 4 | x | 4 | [7 empty] | = | 48
| W3 |  |  | 1 | x | 2 | x | 3.5 | x | 4 | [7 empty] | = | 28
| V1 |  |  | 1 | x | 3 | x | 2 | x | 2 | [7 empty] | = | 12
[16 empty] | Sft |  |  | 160
| 2 No. Flats on Each Floor | [6 empty] | 160 |  |  | x | 2 |  |  |  | Total Sft |  | = | 320
22 | Primary coat of chalk under distemper. (S.I.No.61/25)
Ceiling
|  | Bed Room 1 |  |  |  | 1 | x | 12 | x | 16 | [7 empty] | = | 192
|  | Bed Room 2 |  |  |  | 1 | x | 12 | x | 15 | [7 empty] | = | 180
|  | Drawing Room |  |  |  | 1 | x | 12 | x | 15.5 | [7 empty] | = | 186
|  | Dinning Room |  |  |  | 1 | x | 10 | x | 12.5 | [7 empty] | = | 125
|  | Lounge |  |  |  | 1 | x | 10 | x | 16.5 | [7 empty] | = | 165
|  | Kitchen |  |  |  | 1 | x | 11 | x | 9 | [7 empty] | = | 99
|  | Passage |  |  |  | 1 | x | 3.5 | x | 15 | [7 empty] | = | 52.5
|  | Store |  |  |  | 1 | x | 5.75 | x | 7 | [7 empty] | = | 40.25
|  | Dressing Room |  |  |  | 1 | x | 5.75 | x | 7 | [7 empty] | = | 40.25
|  | Bath-1 |  |  |  | 1 | x | 5.75 | x | 7 | [7 empty] | = | 40.25
|  | Bath-2 |  |  |  | 1 | x | 5.75 | x | 7 | [7 empty] | = | 40.25
Walls
| Room 1 |  |  | 1 | x | 2 | x( | 11 | + | 13 | )x | 10.5 | [5 empty] | = | 504
| Room 2 |  |  | 1 | x | 2 | x( | 12 | + | 12 | )x | 10.5 | [5 empty] | = | 504
| Living Room |  |  | 1 | x | 2 | x( | 11 | + | 15 | )x | 10.5 | [5 empty] | = | 546
| Lounge |  |  | 1 | x | 2 | x( | 17 | + | 10 | )x | 10.5 | [5 empty] | = | 567
| Kitchen |  |  | 1 | x | 2 | x( | 8 | + | 6 | )x | 10.5 | [5 empty] | = | 294
| Store |  |  | 1 | x | 2 | x( | 5 | + | 6 | )x | 10.5 | [5 empty] | = | 231
|  | Bath-1 |  | 1 | x | 2 | x( | 6 | + | 7.25 | )x | 4 | [5 empty] | = | 106
|  | Bath-2 |  | 1 | x | 2 | x( | 6 | + | 7.25 | )x | 4 | [5 empty] | = | 106
[16 empty] | Total (A) |  |  | 4018.5
Deduction
| DD1 |  |  | 1 | x | 1 | x | 5 | x | 8 | [7 empty] | = | 40
| D1 |  |  | 1 | x | 5 | x | 3.5 | x | 8 | [7 empty] | = | 140
| D2 |  |  | 1 | x | 3 | x | 3 | x | 8 | [7 empty] | = | 72
| D3 |  |  | 1 | x | 3 | x | 2.5 | x | 8 | [7 empty] | = | 60
| W1 |  |  | 1 | x | 3 | x | 6 | x | 4 | [7 empty] | = | 72
| W2 |  |  | 1 | x | 3 | x | 4 | x | 4 | [7 empty] | = | 48
| W3 |  |  | 1 | x | 2 | x | 3.5 | x | 4 | [7 empty] | = | 28
| V1 |  |  | 1 | x | 3 | x | 2 | x | 2 | [7 empty] | = | 12
[17 empty] | Total (B) |  | 432
Net Qty (A-B ) |  |  | 4018.5 |  |  |  | - |  | 432 | [6 empty] | Total Qty |  | = | 3586.5
| 2 No. Flats on Each Floor | [6 empty] | 3586.5 |  |  | x | 2 |  |  |  | Total Sft |  | = | 7173
23 | Distempering in three coats.(S.I.No.54/24).
Ceiling
|  | Bed Room 1 |  |  |  | 1 | x | 12 | x | 16 | [7 empty] | = | 192
|  | Bed Room 2 |  |  |  | 1 | x | 12 | x | 15 | [7 empty] | = | 180
|  | Drawing Room |  |  |  | 1 | x | 12 | x | 15.5 | [7 empty] | = | 186
|  | Dinning Room |  |  |  | 1 | x | 10 | x | 12.5 | [7 empty] | = | 125
|  | Lounge |  |  |  | 1 | x | 10 | x | 16.5 | [7 empty] | = | 165
|  | Kitchen |  |  |  | 1 | x | 11 | x | 9 | [7 empty] | = | 99
|  | Passage |  |  |  | 1 | x | 3.5 | x | 15 | [7 empty] | = | 52.5
|  | Store |  |  |  | 1 | x | 5.75 | x | 7 | [7 empty] | = | 40.25
|  | Dressing Room |  |  |  | 1 | x | 5.75 | x | 7 | [7 empty] | = | 40.25
|  | Bath-1 |  |  |  | 1 | x | 5.75 | x | 7 | [7 empty] | = | 40.25
|  | Bath-2 |  |  |  | 1 | x | 5.75 | x | 7 | [7 empty] | = | 40.25
Walls
| Room 1 |  |  | 1 | x | 2 | x( | 11 | + | 13 | )x | 10.5 | [5 empty] | = | 504
| Room 2 |  |  | 1 | x | 2 | x( | 12 | + | 12 | )x | 10.5 | [5 empty] | = | 504
| Living Room |  |  | 1 | x | 2 | x( | 11 | + | 15 | )x | 10.5 | [5 empty] | = | 546
| Lounge |  |  | 1 | x | 2 | x( | 17 | + | 10 | )x | 10.5 | [5 empty] | = | 567
| Kitchen |  |  | 1 | x | 2 | x( | 8 | + | 6 | )x | 10.5 | [5 empty] | = | 294
| Store |  |  | 1 | x | 2 | x( | 5 | + | 6 | )x | 10.5 | [5 empty] | = | 231
|  | Bath-1 |  | 1 | x | 2 | x( | 6 | + | 7.25 | )x | 4 | [5 empty] | = | 106
|  | Bath-2 |  | 1 | x | 2 | x( | 6 | + | 7.25 | )x | 4 | [5 empty] | = | 106
[16 empty] | Total (A) |  |  | 4018.5
Deduction
| DD1 |  |  | 1 | x | 1 | x | 5 | x | 8 | [7 empty] | = | 40
| D1 |  |  | 1 | x | 5 | x | 3.5 | x | 8 | [7 empty] | = | 140
| D2 |  |  | 1 | x | 3 | x | 3 | x | 8 | [7 empty] | = | 72
| D3 |  |  | 1 | x | 3 | x | 2.5 | x | 8 | [7 empty] | = | 60
| W1 |  |  | 1 | x | 3 | x | 6 | x | 4 | [7 empty] | = | 72
| W2 |  |  | 1 | x | 3 | x | 4 | x | 4 | [7 empty] | = | 48
| W3 |  |  | 1 | x | 2 | x | 3.5 | x | 4 | [7 empty] | = | 28
| V1 |  |  | 1 | x | 3 | x | 2 | x | 2 | [7 empty] | = | 12
[17 empty] | Total (B) |  | 432
Net Qty (A-B ) |  |  | 4018.5 |  |  |  | - |  | 432 | [6 empty] | Total Qty |  | = | 3586.5
| 2 No. Flats on Each Floor | [6 empty] | 3586.5 |  |  | x | 2 |  |  |  | Total Sft |  | = | 7173
25 | Painting new surface preparing surface painting doors and window any type (three coats) (S.I.No.70/5-c-ii).
| DD1 |  |  |  |  | 1 | x | 2 | x | 4.75 | x | 6.75 | [5 empty] | = | 64.125
| V |  |  |  |  | 1 | x | 2 | x | 4.75 | x | 0.92 | [5 empty] | = | 8.74
| D1 |  |  |  |  | 5 | x | 2 | x | 3.25 | x | 6.75 | [5 empty] | = | 219.375
| V |  |  |  |  | 5 | x | 2 | x | 3.25 | x | 0.92 | [5 empty] | = | 29.9
| D2 |  |  |  |  | 3 | x | 2 | x | 2.75 | x | 6.75 | [5 empty] | = | 111.375
| V |  |  |  |  | 3 | x | 2 | x | 2.75 | x | 0.92 | [5 empty] | = | 15.18
| D3 |  |  |  |  | 3 | x | 2 | x | 2.25 | x | 6.75 | [5 empty] | = | 91.125
| V |  |  |  |  | 3 | x | 2 | x | 2.25 | x | 0.92 | [5 empty] | = | 12.42
[16 empty] | Total |  |  | 552.24
| 2 No. Flats on Each Floor | [6 empty] | 552.24 |  |  | x | 2 |  |  |  | G. Total |  | = | 1104.48
FIRST FLOOR
1 | Fabrication of M.S reinforcement for cement concrete including cutting, bending, laying in position making joints and fastening including cost of binding wire (also includes removal of rust from bars (a) using of tor hars. (S.i.No.16/18-b)
Super Structure Coloumns
| C1 M/Bar 3/4Ǿ |  |  | 1 | x | 4 | x | 33 | x | 14 | x | 1.502 | [5 empty] | = | 2775.696
| M/Bar 5/8Ǿ |  |  | 1 | x | 8 | x | 33 | x | 14 | x | 1.042 | [5 empty] | = | 3851.232
| Ring 3/8Ǿ |  |  | 1 | x | 33 | x | (32+32) | x | 4.5 | x | 0.376 | [5 empty] | = | 3573.504
| Ring 3/8Ǿ |  |  | 1 | x | 33 | x | 32 | x | 2.5 | x | 0.376 | [5 empty] | = | 992.64
| C2 M/Bar 5/8Ǿ |  |  | 1 | x | 6 | x | 8 | x | 14 | x | 1.042 | [5 empty] | = | 700.224
| Ring 3/8Ǿ |  |  | 1 | x | 6 | x( | 33 | + | 33 | )x | 0.376 | [5 empty] | = | 148.896
Stair Case
1st Flight M/Bar |  | 5/8Ǿ |  |  |  | 1 | x | 12 | x | 16.25 | x | 1.042 | [5 empty] | = | 203.19
D/Bar |  | 3/8Ǿ |  |  |  | 1 | x | 27 | x | 5.5 | x | 0.376 | [5 empty] | = | 55.836
D/Bar |  | 3/8Ǿ |  |  |  | 1 | x | 8 | x | 5.5 | x | 0.376 | [5 empty] | = | 16.544
M/Bar |  | 5/8Ǿ |  |  |  | 1 | x | 12 | x | 5.75 | x | 1.042 | [5 empty] | = | 71.898
D/Bar |  | 3/8Ǿ |  |  |  | 1 | x | 10 | x | 5.5 | x | 0.376 | [5 empty] | = | 20.68
Landing M/Bar |  | 5/8Ǿ |  |  |  | 2 | x | 22 | x | 8.5 | x | 1.042 | [5 empty] | = | 389.708
D/Bar |  | 3/8Ǿ |  |  |  | 2 | x | 13 | x | 10.83 | x | 0.376 | [5 empty] | = | 105.8741
2nd Flight M/Bar |  | 5/8Ǿ |  |  |  | 1 | x | 12 | x | 5.75 | x | 1.042 | [5 empty] | = | 71.898
D/Bar |  | 3/8Ǿ |  |  |  | 1 | x | 10 | x | 5.5 | x | 0.376 | [5 empty] | = | 20.68
M/Bar |  | 5/8Ǿ |  |  |  | 1 | x | 12 | x | 16.25 | x | 1.042 | [5 empty] | = | 203.19
D/Bar |  | 3/8Ǿ |  |  |  | 1 | x | 27 | x | 5.5 | x | 0.376 | [5 empty] | = | 55.836
Chair |  | 1/2Ǿ |  |  |  | 2 | x | 50 | x | 3.5 | x | 0.667 | [5 empty] | = | 233.45
Landing Beam
Top/Bottom/Bar |  | 5/8Ǿ |  | 1 | x( | 2 | + | 2 | )x | 12.33 | x | 1.042 | [5 empty] | = | 51.3914
Ring |  | 3/8Ǿ |  |  |  | 1 | x | 23 | x | 4.83 | x | 0.376 | [5 empty] | = | 41.7698
Horizontal Beam (SLAB)
Grid (A-B)(P-Q) (2-4-5-9)
| Bottom Bar 5/8Ǿ |  |  |  |  | 2 | x | 4 | x | 4 | x | 14 | x | 1.042 |  |  |  | = | 466.816
| Top Bar 5/8Ǿ |  |  |  |  | 2 | x | 4 | x | 2 | x | 14 | x | 1.042 |  |  |  | = | 233.408
| Ring 3/8Ǿ |  |  |  |  | 2 | x | 4 | x | 31 | x | 6.83 | x | 0.376 |  |  |  | = | 636.8838
Grid (B-F3)(K-P)(3)(FB1)(FB2)
| Bottom Bar 5/8Ǿ |  |  |  |  | 2 | x | 3 | x | 11.08 | x | 1.042 | [5 empty] | = | 69.2722
| Bottom Bar 5/8Ǿ |  |  |  |  | 2 | x | 4 | x | 15.25 | x | 1.042 | [5 empty] | = | 127.124
| Top Bar 5/8Ǿ |  |  |  |  | 2 | x | 2 | x | 21.33 | x | 1.042 | [5 empty] | = | 88.9034
| Ring 3/8Ǿ |  |  |  |  | 2 | x | 39 | x | 6.83 | x | 0.376 | [5 empty] | = | 200.3102
Grid (C1-N1)(FB+)
| Bottom Bar 5/8Ǿ |  |  |  |  | 1 | x | 3 | x( | 25.84 | + | 25.84 | )x | 1.042 |  |  |  | = | 161.5517
| Top Bar 5/8Ǿ |  |  |  |  | 1 | x | 2 | x( | 25.84 | + | 25.84 | )x | 1.042 |  |  |  | = | 107.7011
| Ring 3/8Ǿ |  |  |  |  | 1 | x | 102 | x | 6.83 | x | 0.376 | [5 empty] | = | 261.9442
Grid (E4-L4) (E7-L7)(FB2)
| Bottom Bar 5/8Ǿ |  |  |  |  | 2 | x | 4 | x | 27.67 | x | 1.042 | [5 empty] | = | 230.6571
| Top Bar 5/8Ǿ |  |  |  |  | 2 | x | 3 | x | 27.67 | x | 1.042 | [5 empty] | = | 172.9928
| Ring 3/8Ǿ |  |  |  |  | 2 | x | 59 | x | 6.83 | x | 0.376 | [5 empty] | = | 303.0334
Grid (B6-E6) (L6-P6)(FB2)
| Bottom Bar 5/8Ǿ |  |  |  |  | 2 | x | 4 | x | 19.5 | x | 1.042 | [5 empty] | = | 162.552
| Top Bar 5/8Ǿ |  |  |  |  | 2 | x | 2 | x | 19.5 | x | 1.042 | [5 empty] | = | 81.276
| Ring 3/8Ǿ |  |  |  |  | 2 | x | 44 | x | 6.83 | x | 0.376 | [5 empty] | = | 225.991
Grid (B8-P8) (FB4)
| Bottom Bar 5/8Ǿ |  |  |  |  | 2 | x | 6 | x | 27.84 | x | 1.042 | [5 empty] | = | 348.1114
| Bottom Bar 5/8Ǿ |  |  |  |  | 1 | x | 4 | x | 15.34 | x | 1.042 | [5 empty] | = | 63.9371
| Top Bar 5/8Ǿ |  |  |  |  | 1 | x | 3 | x( | 38.18 | + | 27.67 | )x | 1.042 |  |  |  | = | 205.8471
| Ring 3/8Ǿ |  |  |  |  | 1 | x | 51 | x | 6.83 | x | 0.376 | [5 empty] | = | 130.9721
Vertical Beam
Grid (A-B-P-Q) (2-9)(FB2)(FB3)
| Bottom Bar 5/8Ǿ |  |  |  |  | 4 | x | 4 | x | 18.58 | x | 1.042 | [5 empty] | = | 309.7658
| Bottom Bar 5/8Ǿ |  |  |  |  | 4 | x | 5 | x | 20.25 | x | 1.042 | [5 empty] | = | 422.01
| Top Bar 5/8Ǿ |  |  |  |  | 4 | x | 2 | x | 18.58 | x | 1.042 | [5 empty] | = | 154.8829
| Top Bar 5/8Ǿ |  |  |  |  | 4 | x | 3 | x | 20.25 | x | 1.042 | [5 empty] | = | 253.206
| Ring 3/8Ǿ |  |  |  |  | 4 | x | 101 | x | 6.83 | x | 0.376 | [5 empty] | = | 1037.5043
Grid (C-N)(1-3) (FB1)
| Bottom Bar 5/8Ǿ |  |  |  |  | 2 | x | 3 | x | 11.83 | x | 1.042 | [5 empty] | = | 73.9612
| Top Bar 5/8Ǿ |  |  |  |  | 2 | x | 2 | x | 11.83 | x | 1.042 | [5 empty] | = | 49.3074
| Ring 3/8Ǿ |  |  |  |  | 2 | x | 17 | x | 6.83 | x | 0.376 | [5 empty] | = | 87.3147
Grid (F-K)(1-4)(FB1)
| Bottom Bar 5/8Ǿ |  |  |  |  | 2 | x | 3 | x | 15.5 | x | 1.042 | [5 empty] | = | 96.906
| Top Bar 5/8Ǿ |  |  |  |  | 2 | x | 2 | x | 15.5 | x | 1.042 | [5 empty] | = | 64.604
| Ring 3/8Ǿ |  |  |  |  | 2 | x | 34 | x | 6.83 | x | 0.376 | [5 empty] | = | 174.6294
Grid (H1-H7) (FB2)(FB3)
| Bottom Bar 5/8Ǿ |  |  |  |  | 1 | x | 4 | x | 16.75 | x | 1.042 | [5 empty] | = | 69.814
| Bottom Bar 5/8Ǿ |  |  |  |  | 1 | x | 5 | x | 19.58 | x | 1.042 | [5 empty] | = | 102.0118
| Top Bar 5/8Ǿ |  |  |  |  | 1 | x | 2 | x | 16.75 | x | 1.042 | [5 empty] | = | 34.907
| Top Bar 5/8Ǿ |  |  |  |  | 1 | x | 3 | x | 19.58 | x | 1.042 | [5 empty] | = | 61.2071
| Ring 3/8Ǿ |  |  |  |  | 1 | x | 60 | x | 6.83 | x | 0.376 | [5 empty] | = | 154.0848
Grid (D-M)(3-6) (FB3)
| Bottom Bar 5/8Ǿ |  |  |  |  | 2 | x | 5 | x | 18.17 | x | 1.042 | [5 empty] | = | 189.3314
| Top Bar 5/8Ǿ |  |  |  |  | 2 | x | 3 | x | 18.17 | x | 1.042 | [5 empty] | = | 113.5988
| Ring 3/8Ǿ |  |  |  |  | 2 | x | 36 | x | 6.83 | x | 0.376 | [5 empty] | = | 184.9018
Grid (E-L)(4-8) (FB3)
| Bottom Bar 5/8Ǿ |  |  |  |  | 2 | x | 4 | x | 32.5 | x | 1.042 | [5 empty] | = | 270.92
| Top Bar 5/8Ǿ |  |  |  |  | 2 | x | 3 | x | 32.5 | x | 1.042 | [5 empty] | = | 203.19
| Ring 3/8Ǿ |  |  |  |  | 2 | x | 28 | x | 6.83 | x | 0.376 | [5 empty] | = | 143.8125
Grid (G-J)(9-10) (FB2)
| Bottom Bar 5/8Ǿ |  |  |  |  | 2 | x | 4 | x | 14.25 | x | 1.042 | [5 empty] | = | 118.788
| Top Bar 5/8Ǿ |  |  |  |  | 2 | x | 2 | x | 14.25 | x | 1.042 | [5 empty] | = | 59.394
| Ring 3/8Ǿ |  |  |  |  | 2 | x | 24 | x | 6.83 | x | 0.376 | [5 empty] | = | 123.2678
SLAB: -
Grid (A-B) (P-Q)(2-5) (S4)
| M/Bar | 3/8Ǿ |  | 2 | x | 4 | x | 16 | x | 10.94 | x | 0.376 | [5 empty] | = | 526.5203
| D/Bar | 3/8Ǿ |  | 2 | x | 4 | x | 13 | x | 14.15 | x | 0.376 | [5 empty] | = | 553.3216
Top/ Extra/Bar |  | 3/8Ǿ |  |  |  | 2 | x | 4 | x | 12.34 | x | 0.376 | [5 empty] | = | 37.1187
Top D/Bar |  | 3/8Ǿ |  |  |  | 2 | x | 5 | x | 14.83 | x | 0.376 | [5 empty] | = | 55.7608
Ring |  | 3/8Ǿ |  |  |  | 2 | x | 20 | x | 3.25 | x | 0.376 | [5 empty] | = | 48.88
Grid (A-B) (P-Q)(5-9) (S1)
| M/Bar | 1/2Ǿ |  |  |  | 2 | x | 35 | x | 19.25 | x | 0.667 | [5 empty] | = | 898.7825
| D/Bar | 1/2Ǿ |  |  |  | 2 | x | 20 | x | 24.63 | x | 0.667 | [5 empty] | = | 657.1284
Top D/Bar |  | 1/2Ǿ |  |  |  | 2 | x | 7 | x | 16.5 | x | 0.667 | [5 empty] | = | 154.077
Top D/Bar |  | 1/2Ǿ |  |  |  | 2 | x | 9 | x | 12.33 | x | 0.667 | [5 empty] | = | 148.034
Chair |  | 1/2Ǿ |  |  |  | 2 | x | 30 | x | 3.75 | x | 0.667 | [5 empty] | = | 150.075
Grid (C-F)(K-N) (1-3)(S3)
| M/Bar | 3/8Ǿ |  |  |  | 2 | x | 30 | x | 15.08 | x | 0.376 | [5 empty] | = | 340.2048
| D/Bar | 3/8Ǿ |  |  |  | 2 | x | 25 | x | 17.76 | x | 0.376 | [5 empty] | = | 333.888
Top D/Bar |  | 3/8Ǿ |  |  |  | 2 | x | 6 | x | 11.33 | x | 0.376 | [5 empty] | = | 51.121
Top D/Bar |  | 3/8Ǿ |  |  |  | 2 | x | 8 | x | 9.33 | x | 0.376 | [5 empty] | = | 56.1293
Chair |  | 3/8Ǿ |  |  |  | 2 | x | 20 | x | 3.5 | x | 0.376 | [5 empty] | = | 52.64
Grid (F-K) (1-4) (S2)
| M/Bar | 1/2Ǿ |  |  |  | 2 | x | 28 | x | 13.58 | x | 0.667 | [5 empty] | = | 507.2402
| D/Bar | 1/2Ǿ |  |  |  | 2 | x | 13 | x | 20.17 | x | 0.667 | [5 empty] | = | 349.7881
Top D/Bar |  | 1/2Ǿ |  |  |  | 1 | x | 8 | x | 21.16 | x | 0.667 | [5 empty] | = | 112.9098
Top Ex/Bar |  | 1/2Ǿ |  |  |  | 2 | x | 28 | x | 7.08 | x | 0.667 | [5 empty] | = | 264.4522
Top D/Bar |  | 1/2Ǿ |  |  |  | 2 | x | 12 | x | 13.75 | x | 0.667 | [5 empty] | = | 220.11
Top Ex/Bar |  | 1/2Ǿ |  |  |  | 1 | x | 28 | x | 7.5 | x | 0.667 | [5 empty] | = | 140.07
Top D/Bar |  | 1/2Ǿ |  |  |  | 1 | x | 14 | x | 13.25 | x | 0.667 | [5 empty] | = | 123.7285
Top Ex/Bar |  | 1/2Ǿ |  |  |  | 1 | x | 58 | x | 5.33 | x | 0.667 | [5 empty] | = | 206.1964
Chair |  | 1/2Ǿ |  |  |  | 2 | x | 35 | x | 3.5 | x | 0.667 | [5 empty] | = | 163.415
Grid (B-D) (M-P) (3-6)(S1)
| M/Bar | 1/2Ǿ |  |  |  | 2 | x | 33 | x | 17 | x | 0.667 | [5 empty] | = | 748.374
| D/Bar | 1/2Ǿ |  |  |  | 2 | x | 27 | x | 19.67 | x | 0.667 | [5 empty] | = | 708.4741
Top Ext/Bar |  | 1/2Ǿ |  |  |  | 2 | x | 33 | x | 8.25 | x | 0.667 | [5 empty] | = | 363.1815
Top D/Bar |  | 1/2Ǿ |  |  |  | 2 | x | 15 | x | 15.5 | x | 0.667 | [5 empty] | = | 310.155
Top Ex/Bar |  | 1/2Ǿ |  |  |  | 2 | x | 27 | x | 8.25 | x | 0.667 | [5 empty] | = | 297.1485
Top D/Bar |  | 1/2Ǿ |  |  |  | 2 | x | 15 | x | 12.33 | x | 0.667 | [5 empty] | = | 246.7233
Chair |  | 1/2Ǿ |  |  |  | 2 | x | 40 | x | 3.5 | x | 0.667 | [5 empty] | = | 186.76
Grid (D-F) (K-M) (3-6)(S5)
| M/Bar | 1/2Ǿ |  |  |  | 2 | x | 33 | x | 10.67 | x | 0.667 | [5 empty] | = | 469.7147
| D/Bar | 1/2Ǿ |  |  |  | 2 | x | 27 | x | 19.67 | x | 0.667 | [5 empty] | = | 708.4741
Grid (E-H-L) (4-7)(S1)
| M/Bar | 1/2Ǿ |  |  |  | 1 | x | 34 | x( | 17 | + | 17 | )x | 1.042 |  |  |  | = | 1204.552
| D/Bar | 1/2Ǿ |  |  |  | 2 | x | 27 | x | 20.5 | x | 0.667 | [5 empty] | = | 738.369
Top Ext/Bar |  | 1/2Ǿ |  |  |  | 2 | x | 34 | x | 8.5 | x | 0.667 | [5 empty] | = | 385.526
Top D/Bar |  | 1/2Ǿ |  |  |  | 2 | x | 15 | x | 24.67 | x | 0.667 | [5 empty] | = | 493.6467
Top Ext/Bar |  | 1/2Ǿ |  |  |  | 1 | x | 34 | x | 8.25 | x | 0.667 | [5 empty] | = | 187.0935
Top D/Bar |  | 1/2Ǿ |  |  |  | 2 | x | 15 | x | 15.83 | x | 0.667 | [5 empty] | = | 316.7583
Top Ex/Bar |  | 1/2Ǿ |  |  |  | 2 | x | 27 | x | 8.25 | x | 0.667 | [5 empty] | = | 297.1485
Top D/Bar |  | 1/2Ǿ |  |  |  | 2 | x | 15 | x | 15.83 | x | 0.667 | [5 empty] | = | 316.7583
Chair |  | 1/2Ǿ |  |  |  | 2 | x | 45 | x | 3.5 | x | 0.667 | [5 empty] | = | 210.105
Grid (B-E) (6-8)(S2)
| M/Bar | 1/2Ǿ |  |  |  | 2 | x | 37 | x | 17.17 | x | 0.667 | [5 empty] | = | 847.4769
| D/Bar | 1/2Ǿ |  |  |  | 2 | x | 24 | x | 21.5 | x | 0.667 | [5 empty] | = | 688.344
Top D/Bar |  | 1/2Ǿ |  |  |  | 2 | x | 7 | x | 16.67 | x | 0.667 | [5 empty] | = | 155.6645
Top Ext/Bar |  | 1/2Ǿ |  |  |  | 2 | x | 24 | x | 8.55 | x | 0.667 | [5 empty] | = | 273.7368
Top D/Bar |  | 1/2Ǿ |  |  |  | 2 | x | 13 | x | 10.67 | x | 0.667 | [5 empty] | = | 185.0391
Chair |  | 1/2Ǿ |  |  |  | 2 | x | 30 | x | 3.5 | x | 0.667 | [5 empty] | = | 140.07
Grid (E-L) (7-8)(S2)
| M/Bar | 1/2Ǿ |  |  |  | 1 | x | 53 | x | 9.33 | x | 0.667 | [5 empty] | = | 329.8248
| D/Bar | 1/2Ǿ |  |  |  | 1 | x | 14 | x | 29.5 | x | 0.667 | [5 empty] | = | 275.471
Top Ext/Bar |  | 1/2Ǿ |  | 2 | x | 2 | x | 53 | x | 3.22 | x | 0.667 | [5 empty] | = | 455.3209
Top D/Bar |  | 1/2Ǿ | [5 empty] | 2 | x | 24.83 | x | 0.667 | [5 empty] | = | 33.1232
Top Ext/Bar |  | 1/2Ǿ |  |  |  | 2 | x | 14 | x | 8.22 | x | 0.667 | [5 empty] | = | 153.5167
Top D/Bar |  | 1/2Ǿ |  |  |  | 2 | x | 12 | x | 6.67 | x | 0.667 | [5 empty] | = | 106.7734
Chair |  | 1/2Ǿ |  |  |  | 1 | x | 40 | x | 3.5 | x | 0.667 | [5 empty] | = | 93.38
Projection (Chajja)
| W1 M/Bar | 1/2Ǿ |  |  |  | 8 | x | 17 | x | 4.5 | x | 0.667 | [5 empty] | = | 408.204
| D/Bar | 1/2Ǿ |  |  |  | 8 | x | 12 | x | 6.5 | x | 0.667 | [5 empty] | = | 416.208
| W2 M/Bar | 1/2Ǿ |  |  |  | 2 | x | 12 | x | 4.5 | x | 0.667 | [5 empty] | = | 72.036
| D/Bar | 1/2Ǿ |  |  |  | 2 | x | 12 | x | 4.5 | x | 0.667 | [5 empty] | = | 72.036
| W3 M/Bar | 1/2Ǿ |  |  |  | 4 | x | 12 | x | 4.5 | x | 0.667 | [5 empty] | = | 144.072
| D/Bar | 1/2Ǿ |  |  |  | 4 | x | 12 | x | 4.5 | x | 0.667 | [5 empty] | = | 144.072
| V1 M/Bar | 1/2Ǿ |  |  |  | 6 | x | 6 | x | 4.5 | x | 0.667 | [5 empty] | = | 108.054
| D/Bar | 1/2Ǿ |  |  |  | 6 | x | 6 | x | 2.5 | x | 0.667 | [5 empty] | = | 60.03
[16 empty] | Total |  |  | 41919.75
| Convert in LBS to Cwt | [5 empty] | 41919.75 |  |  | ÷ |  | 112 |  | Total Cwt |  |  |  | = | 374.2835
2 | Extra Labour for lifting of steel above first floor for every additional floor (S.I. 29/P-19)
| Quantity Same As above Item | [12 empty] | Total Cwt |  |  |  | = | 374.2835
3 | R.C.C work including all labour and materials except the cost of steel reinforcement and its labour for bending and binding which will be paid separately. This Rate also include all kinds of forms: lifting shuttering curing rendering and finishing the exposed surface (i/c screening & washing of shingle). R.C. work in roof, slab, beams cols, rafts, lintels and other structural all respect ratio 1:2:4 (90-lbs) cement 2-cft sand 4-cft shingle 1/8" to 1/4" gauge (S.I.No.15/6-a-i)
Super Structure Coloumns
C1 |  |  |  | 1 | x | 33 | x | 2 | x | 0.83 | x | 8.75 | [5 empty] | = | 479.325
C2 |  |  |  | 1 | x | 6 | x | 2 | x | 0.67 | x | 8.75 | [5 empty] | = | 70.35
Stair Case
| 1st Flight |  |  |  |  | 1 | x | 12 | x | 5 | x | 0.5 | [5 empty] | = | 30
| Steps |  |  | 11 | x | 1/.2 | x | 5 | x | 1 | x | 0.5 | [5 empty] | = | 13.75
| Landing |  |  |  |  | 2 | x | 10.33 | x | 4 | x | 0.5 | [5 empty] | = | 41.32
| 2nd Flight |  |  |  |  | 4 | x | 12 | x | 5 | x | 0.5 | [5 empty] | = | 120
| Steps |  |  | 11 | x | 1/.2 | x | 5 | x | 1 | x | 0.5 | [5 empty] | = | 13.75
Second Floor Slab
Horizontal Beam
Grid (A-B)(P-Q) |  |  |  | 2 | x | 4 | x | 13 | x | 0.67 | x | 2.5 | [5 empty] | = | 174.2
Grid (B3 - F3)(K3 - P3) | [5 empty] | 2 | x | 17.83 | x | 0.67 | x | 2.5 | [5 empty] | = | 59.7305
Grid (C1 - N1) | [5 empty] | 2 | x | 44.51 | x | 0.67 | x | 2.5 | [5 empty] | = | 149.1085
Grid (E4 - L4)(E7-L7) | [5 empty] | 2 | x | 25.51 | x | 0.67 | x | 2.5 | [5 empty] | = | 85.4585
Grid (B6-E6)(L6-P6) | [5 empty] | 2 | x | 18.5 | x | 0.67 | x | 2.5 | [5 empty] | = | 61.975
Grid (B8-P8) | [5 empty] | 1 | x | 57.5 | x | 0.67 | x | 2.5 | [5 empty] | = | 96.3125
Grid (G10 - J10) | [5 empty] | 1 | x | 9.67 | x | 0.67 | x | 2.5 | [5 empty] | = | 16.1973
Vertical Beam
Grid (A-B-P-Q)(2-9) | [5 empty] | 4 | x | 32 | x | 0.67 | x | 2.5 | [5 empty] | = | 214.4
Grid (C1 - C2)(N1-N2) | [5 empty] | 2 | x | 8.67 | x | 0.67 | x | 2.5 | [5 empty] | = | 29.0445
Grid (F-K)(1-4) | [5 empty] | 2 | x | 12.67 | x | 0.67 | x | 2.5 | [5 empty] | = | 42.4445
Grid (H1-H2) | [5 empty] | 1 | x | 28.17 | x | 0.67 | x | 2.5 | [5 empty] | = | 47.1848
Grid (D3-D6)(M3-M6) | [5 empty] | 2 | x | 14.83 | x | 0.67 | x | 2.5 | [5 empty] | = | 49.6805
Grid (E4-E9)(L4-L9) | [5 empty] | 2 | x | 21.83 | x | 0.67 | x | 2.5 | [5 empty] | = | 73.1305
Grid (A+)(P+)(2-5) | [5 empty] | 2 | x | 13.49 | x | 0.67 | x | 2.5 | [5 empty] | = | 45.1915
Grid (G9-G10)(J9- J10) | [5 empty] | 2 | x | 11.75 | x | 0.67 | x | 2.5 | [5 empty] | = | 39.3625
Slab
Grid (A- B)(P-Q)(2-9) | [5 empty] | 2 | x | 32 | x | 13 | x | 0.5 | [5 empty] | = | 416
Grid (C-N)(1-3) | [5 empty] | 1 | x | 44.5 | x | 10 | x | 0.5 | [5 empty] | = | 222.5
Grid (B-P)(3-9) | [5 empty] | 1 | x | 58.18 | x | 26.83 | x | 0.5 | [5 empty] | = | 780.4847
Projection (chajja)
W1 | [5 empty] | 8 | x | 7 | x | 2 | x | 0.5 | [5 empty] | = | 56
W2 | [5 empty] | 2 | x | 5 | x | 2 | x | 0.5 | [5 empty] | = | 10
W3 | [5 empty] | 4 | x | 4.5 | x | 2 | x | 0.5 | [5 empty] | = | 18
V1 | [5 empty] | 6 | x | 3 | x | 2 | x | 0.5 | [5 empty] | = | 18
[16 empty] | Total |  |  | 3472.9007
a | R.C.C 1:2:4 | [13 empty] | Total Cft |  |  |  | 2923.22
b | R.C.C 1:1½:3 | [13 empty] | Total Cft |  |  |  | 549.68
4 | Providing and laying 1:3:6 cement concrete solid block masonry set in 1:6 cement mortar in ground floor superstructure in/c: raking out joints and curing etc complete. (S.I.No.18/23).
| Bed Room 1 |  |  | 1 | x | 1 | x | 12 | x | 0.5 | x | 8.75 | [5 empty] | = | 52.5
| "" |  |  | 1 | x | 1 | x | 16 | x | 0.5 | x | 8.75 | [5 empty] | = | 70
| Bed Room 2 |  |  | 1 | x | 2 | x | 12 | x | 0.5 | x | 8.75 | [5 empty] | = | 105
| "" |  |  | 1 | x | 1 | x | 15 | x | 0.5 | x | 8.75 | [5 empty] | = | 65.625
| Drawing Room |  |  | 1 | x | 2 | x | 12 | x | 0.5 | x | 8.75 | [5 empty] | = | 105
| "" |  |  | 1 | x | 2 | x | 15.5 | x | 0.5 | x | 8.75 | [5 empty] | = | 135.625
| Dinning Room |  |  | 1 | x | 1 | x | 10 | x | 0.5 | x | 8.75 | [5 empty] | = | 43.75
| "" |  |  | 1 | x | 2 | x | 12.5 | x | 0.5 | x | 8.75 | [5 empty] | = | 109.375
| Kitchen |  |  |  |  | 1 | x | 11 | x | 0.5 | x | 8.75 | [5 empty] | = | 48.125
| "" |  |  |  |  | 1 | x | 3.5 | x | 0.5 | x | 8.75 | [5 empty] | = | 15.3125
| "" |  |  |  |  | 1 | x | 9 | x | 0.5 | x | 8.75 | [5 empty] | = | 39.375
| Lounge |  |  |  |  | 1 | x | 10 | x | 0.5 | x | 8.75 | [5 empty] | = | 43.75
| "" |  |  |  |  | 1 | x | 16.5 | x | 0.5 | x | 8.75 | [5 empty] | = | 72.1875
| Store |  |  | 1 | x | 2 | x | 5.75 | x | 0.5 | x | 8.75 | [5 empty] | = | 50.3125
| "" |  |  | 1 | x | 2 | x | 7 | x | 0.5 | x | 8.75 | [5 empty] | = | 61.25
| Dressing Room |  |  | 1 | x | 1 | x | 7 | x | 0.5 | x | 8.75 | [5 empty] | = | 30.625
| "" |  |  | 1 | x | 2 | x | 5.75 | x | 0.5 | x | 8.75 | [5 empty] | = | 50.3125
| Bath-1 |  |  | 1 | x | 1 | x | 5.75 | x | 0.5 | x | 8.75 | [5 empty] | = | 25.1562
| """"" |  |  | 1 | x | 2 | x | 7 | x | 0.5 | x | 8.75 | [5 empty] | = | 61.25
| Bath-2 |  |  | 1 | x | 1 | x | 5.75 | x | 0.5 | x | 8.75 | [5 empty] | = | 25.1562
| "" |  |  | 1 | x | 1 | x | 7 | x | 0.5 | x | 8.75 | [5 empty] | = | 30.625
[17 empty] | Total(i) |  | 1240.3125
Deduction
| Coloumn |  |  | 1 | x | 39 | x | 2 | x | 0.5 | x | 8.5 | [5 empty] | = | 331.5
| DD1 |  |  |  |  | 1 | x | 5 | x | 0.5 | x | 8 | [5 empty] | = | 20
| D1 |  |  |  |  | 5 | x | 3.5 | x | 0.5 | x | 8 | [5 empty] | = | 70
| D2 |  |  | 1 | x | 3 | x | 3 | x | 0.5 | x | 8 | [5 empty] | = | 36
| D3 |  |  | 1 | x | 3 | x | 2.5 | x | 0.5 | x | 8 | [5 empty] | = | 30
| W1 |  |  | 1 | x | 3 | x | 6 | x | 0.5 | x | 4 | [5 empty] | = | 36
| W2 |  |  | 1 | x | 3 | x | 4 | x | 0.5 | x | 4 | [5 empty] | = | 24
| W3 |  |  | 1 | x | 2 | x | 3.5 | x | 0.5 | x | 4 | [5 empty] | = | 14
| V1 |  |  | 1 | x | 3 | x | 2 | x | 0.5 | x | 2 | [5 empty] | = | 6
[17 empty] | Total(ii) |  | 567.5
| NET QTY (i-ii) |  |  | 1240.3125 |  |  | (-) |  |  | 567.5 |  |  |  | Total |  |  |  | = | 672.8125
| 2 No. Flats on Each Floor | [6 empty] | 672.8125 |  |  | x | 2 |  |  |  | Total |  | = | 1345.625
5 | Add extra labour for block masonary in first floor. (S.I.No.23/19-a)
| Same as Item 11-B | [16 empty] | = | 1345.625
[16 empty] | Total |  |  | 1345.625
6 | P/F G.I. frames / chowkhats of size 7"x2" or 4-1/2" x 3" for door using 20 gauge G.I. sheet in/c: welded hinges and fixing at site with necessary holdfast, filling with cement sand slurry of ratio 1:6 and repairing the jambs. The cost also in/c: all carriage tools and plants used in making and fixing (S.I.No.93/29)
| DD1 |  |  | 1 | x | 1 | x( | 8 | + | 4.75 | + | 4.75 | + | 4.75 | + | 8 | ) | = | 30.25
| D1 |  |  | 1 | x | 5 | x( | 8 | + | 3.25 | + | 3.25 | + | 3.25 | + | 8 | ) | = | 128.75
| D2 |  |  | 1 | x | 3 | x( | 8 | + | 2.75 | + | 2.75 | + | 2.75 | + | 8 | ) | = | 72.75
| D3 |  |  | 1 | x | 3 | x( | 8 | + | 2.25 | + | 2.25 | + | 2.25 | + | 8 | ) | = | 68.25
[16 empty] | Total Rft |  |  | 269.75
| 2 No. Flats on Each Floor | [6 empty] | 269.75 |  |  | x | 2 |  |  |  | Total Rft |  | = | 539.5
7 | Cement Plaster (1:4) upto 20' height 3/4" thick. (S.I.No.51/11-C) .
Ceiling
| Bed Room 1 |  |  |  |  | 1 | x | 12 | x | 13 | [7 empty] | = | 156
| Bed Room 2 |  |  |  |  | 1 | x | 12 | x | 12 | [7 empty] | = | 144
| Drawing Room |  |  |  |  | 1 | x | 12 | x | 15 | [7 empty] | = | 180
| Dinning Room |  |  |  |  | 1 | x | 10 | x | 15 | [7 empty] | = | 150
| Lounge |  |  |  |  | 1 | x | 10 | x | 10 | [7 empty] | = | 100
| Kitchen |  |  |  |  | 1 | x | 11 | x | 6 | [7 empty] | = | 66
| Store |  |  |  |  | 1 | x | 5.75 | x | 7 | [7 empty] | = | 40.25
| Dressing Room |  |  |  |  | 1 | x | 5.75 | x | 7 | [7 empty] | = | 40.25
| Bath-1 |  |  |  |  | 1 | x | 5.75 | x | 7 | [7 empty] | = | 40.25
| Bath-2 |  |  |  |  | 1 | x | 5.75 | x | 7 | [7 empty] | = | 40.25
Walls
| Bed Room 1 |  |  | 1 | x | 2 | x( | 12 | + | 13 | )x | 10.5 | [5 empty] | = | 525
| Bed Room 2 |  |  | 1 | x | 2 | x( | 12 | + | 12 | )x | 10.5 | [5 empty] | = | 504
| Drawing Room |  |  | 1 | x | 2 | x( | 12 | + | 15 | )x | 10.5 | [5 empty] | = | 567
| Dinning Room |  |  | 1 | x | 2 | x( | 10 | + | 15 | )x | 10.5 | [5 empty] | = | 525
| Lounge |  |  | 1 | x | 2 | x( | 10 | + | 10 | )x | 10.5 | [5 empty] | = | 420
| Kitchen |  |  | 1 | x | 2 | x( | 11 | + | 6 | )x | 10.5 | [5 empty] | = | 357
| Store |  |  | 1 | x | 2 | x( | 5.75 | + | 7 | )x | 10.5 | [5 empty] | = | 267.75
| Dressing Room |  |  | 1 | x | 2 | x( | 5.75 | + | 7 | )x | 10.5 | [5 empty] | = | 267.75
| Bath-1 |  |  | 1 | x | 2 | x( | 5.75 | + | 7 | )x | 4 | [5 empty] | = | 102
| Bath-2 |  |  | 1 | x | 2 | x( | 5.75 | + | 7 | )x | 4 | [5 empty] | = | 102
[17 empty] | Total (i) |  | 3637.5
Deduction
| DD1 |  |  | 1 | x | 1 | x | 5 | x | 8 | [7 empty] | = | 40
| D1 |  |  | 1 | x | 5 | x | 3.5 | x | 8 | [7 empty] | = | 140
| D2 |  |  | 1 | x | 3 | x | 3 | x | 8 | [7 empty] | = | 72
| D3 |  |  | 1 | x | 3 | x | 2.5 | x | 8 | [7 empty] | = | 60
| W1 |  |  | 1 | x | 3 | x | 6 | x | 4 | [7 empty] | = | 72
| W2 |  |  | 1 | x | 3 | x | 4 | x | 4 | [7 empty] | = | 48
| W3 |  |  | 1 | x | 2 | x | 3.5 | x | 4 | [7 empty] | = | 28
| V1 |  |  | 1 | x | 3 | x | 2 | x | 2 | [7 empty] | = | 12
[17 empty] | Total (ii) |  | 432
| Net Qty (i-ii) |  | 3637.5 |  |  |  | - |  | 432 | [6 empty] | Total |  | = | 3205.5
| 2 No. Flats on Each Floor | [6 empty] | 3205.5 |  |  | x | 2 |  |  |  | Total (A) |  | = | 6411
8 | Laying white marble flooring fine dressed in the surface without winding set in lime mortar 1:2 in/c rubbing and polishing of the joints.(b) 1" thick. (S.I.No.42/28-b)(1" thick flooring).
Marble Flooring
|  | Bed Room 1 |  |  |  | 1 | x | 12 | x | 16 | [7 empty] | = | 192
|  | Bed Room 2 |  |  |  | 1 | x | 12 | x | 15 | [7 empty] | = | 180
|  | Drawing Room |  |  |  | 1 | x | 12 | x | 15.5 | [7 empty] | = | 186
|  | Dinning Room |  |  |  | 1 | x | 10 | x | 12.5 | [7 empty] | = | 125
|  | Lounge |  |  |  | 1 | x | 10 | x | 16.5 | [7 empty] | = | 165
|  | Kitchen |  |  |  | 1 | x | 11 | x | 9 | [7 empty] | = | 99
|  | Passage |  |  |  | 1 | x | 3.5 | x | 15 | [7 empty] | = | 52.5
|  | Store |  |  |  | 1 | x | 5.75 | x | 7 | [7 empty] | = | 40.25
|  | Dressing Room |  |  |  | 1 | x | 5.75 | x | 7 | [7 empty] | = | 40.25
[18 empty] | = | 1080
| 2 No. Flats on Each Floor | [6 empty] | 1080 |  |  | x | 2 |  |  |  | Total (A) |  | = | 2160
Stair Case
|  | Trade |  | 1 | x | 2 | x | 11 | x | 5 | x | 1 | [5 empty] | = | 110
|  | Landing |  |  |  | 1 | x | 11 | x | 5 | [7 empty] | = | 55
[16 empty] | Total (B) |  |  | 165
Net Qty (A + B) |  |  | 2160 |  |  | + |  | 165 | [6 empty] | G. Total Sft |  |  | = | 2325
9 | Providing and fixing 3/8" thick marble tiles of approved quality and colour shade size 8" x 4"/6"x4" in dado skirting and facing removal/tucking of existing plaster surface etc over 1/2" thick base of cement mortar 1:3 setting mortar base including filling the joints and washing the tiles with white cement slurry current finishing cleaning and polishing etc complete. (ii) for old work. (S.I.No.48/68-ii).
Skirting
|  | Bed Room 1 |  | 1 | x | 2 | x( | 12 | x | 16 | )x | 0.5 | [5 empty] | = | 192
|  | Bed Room 2 |  | 1 | x | 2 | x( | 12 | x | 15 | )x | 0.5 | [5 empty] | = | 180
|  | Drawing Room |  | 1 | x | 2 | x( | 12 | x | 15.5 | )x | 0.5 | [5 empty] | = | 186
|  | Dinning Room |  | 1 | x | 2 | x( | 10 | x | 12.5 | )x | 0.5 | [5 empty] | = | 125
|  | Lounge |  | 1 | x | 2 | x( | 10 | x | 16.5 | )x | 0.5 | [5 empty] | = | 165
|  | Kitchen |  | 1 | x | 2 | x( | 11 | x | 9 | )x | 0.5 | [5 empty] | = | 99
|  | Passage |  | 1 | x | 2 | x( | 3.5 | x | 15 | )x | 0.5 | [5 empty] | = | 52.5
|  | Store |  | 1 | x | 2 | x( | 5.75 | x | 7 | )x | 0.5 | [5 empty] | = | 40.25
|  | Dressing Room |  | 1 | x | 2 | x( | 5.75 | x | 7 | )x | 0.5 | [5 empty] | = | 40.25
|  | Riser |  | 1 | x | 2 | x | 12 | x | 5 | x | 0.5 | [5 empty] | = | 60
[16 empty] | Total (i) |  | = | 1140
Deduction
| DD1 |  |  | 1 | x | 5 | x | 0.5 | [9 empty] | = | 2.5
| D1 | 1 | x | 5 | x | 3.5 | x | 0.5 | [9 empty] | = | 8.75
| D2 | 1 | x | 3 | x | 3 | x | 0.5 | [9 empty] | = | 4.5
| D3 | 1 | x | 3 | x | 2.5 | x | 0.5 | [9 empty] | = | 3.75
[16 empty] | Total (ii) |  |  | 15.75
Net Qty ( i - ii ) |  |  | 1140 |  |  | - |  | 15.75 | [7 empty] | Total |  | = | 1124.25
| 2 No. Flats on Each Floor | [6 empty] | 1124.25 |  |  | x | 2 |  |  |  | Total (A) |  | = | 2248.5
Landing Area
|  | Landing |  | 1 | x | 2 | x | 5 | x | 0.5 | [7 empty] | = | 5
|  | "" |  |  |  | 1 | x | 11 | x | 0.5 | [7 empty] | = | 5.5
[16 empty] | Total (B) |  |  | 10.5
Net Qty ( A+B ) |  |  | 2248.5 |  |  | + |  | 10.5 | [7 empty] | Total Sft |  | = | 2259
10 | Laying floors of approved colored glazed tiles 1/4" thick laid in white cement and pigment on a bed of 3/4" thick cement mortar 1:2. (S.I.No.42/25)
| Bath-1 |  |  |  |  | 1 | x | 5.75 | x | 7 | [7 empty] | = | 40.25
| Bath-2 |  |  |  |  | 1 | x | 5.75 | x | 7 | [7 empty] | = | 40.25
[16 empty] | Total (A) |  | = | 80.5
| 2 No. Flats on Each Floor | [6 empty] | 80.5 |  |  | x | 2 |  |  |  | Total |  | = | 161
11 | White glazed tile 1/4" thick dado jointed in white cement and laid over 1:2 cement sand mortar 3/4" thick including finishing.
| Bath-1 |  |  | 1 | x | 2 | x( | 5.75 | x | 7 | )x | 4 | [5 empty] | = | 102
| Bath-2 |  |  | 1 | x | 2 | x( | 5.75 | x | 7 | )x | 4 | [5 empty] | = | 102
|  | Kitchen |  | 1 | x | 2 | x( | 11 | + | 9 | )x | 4 | [5 empty] | = | 160
[16 empty] | Total (A) |  | = | 364
Deduction
|  |  |  | 1 | x | 2 | x | 2.5 | x | 4 | [7 empty] | = | 20
[6 empty] | 1 | x | 3 | x | 4 | [7 empty] | = | 12
[6 empty] | 1 | x | 3.5 | x | 2 | [7 empty] | = | 7
[16 empty] | Total (B) |  | = | 39
|  | Net Qty (A - B) |  |  | 364 |  |  | - |  | 39 | [6 empty] | Total | = | 325
| 2 No. Flats on Each Floor | [6 empty] | 325 |  |  | x | 2 |  |  |  | Total Sft |  | = | 650
12 | Providing and fixing in position doors windows and ventilators of 1st class deodar wood frames and 1-3/4" thick commercial ply veneer shutter of 1st class deodar skeletion (Hollow) and commercial ply wood (3-ply) on both side in/c: holdfast, hinges, iron tower bolts handles and cleats with cross and one mort ice lock and hook (S.I.no.58/9)(without chokhats).
| DD1 |  |  | 1 | x | 1 | x | 4.75 | x | 6.75 | [7 empty] | = | 32.0625
| V |  |  | 1 | x | 1 | x | 4.75 | x | 0.92 | [7 empty] | = | 4.37
| D1 |  |  | 1 | x | 5 | x | 3.25 | x | 6.75 | [7 empty] | = | 109.6875
| V |  |  | 1 | x | 5 | x | 3.25 | x | 0.92 | [7 empty] | = | 14.95
| D2 |  |  | 1 | x | 3 | x | 2.75 | x | 6.75 | [7 empty] | = | 55.6875
| V |  |  | 1 | x | 3 | x | 2.75 | x | 0.92 | [7 empty] | = | 7.59
| D3 |  |  | 1 | x | 3 | x | 2.25 | x | 6.75 | [7 empty] | = | 45.5625
| V |  |  | 1 | x | 3 | x | 2.25 | x | 0.92 | [7 empty] | = | 6.21
[16 empty] | Sft |  |  | 239.6875
| 2 No. Flats on Each Floor | [6 empty] | 239.6875 |  |  | x | 2 |  |  |  | Total Sft |  | = | 479.375
13 | Supply and fixing in position aluminum channel framing for sliding window ventilators of alcop made with 5 mm thick thinned glass glazed (Belgium) and aluminum fly screen in'/c: handles stopper and locking arragement etc complete. (Deluxe model boronze)(S.I.No.107/84-b).
| W1 |  |  | 1 | x | 3 | x | 6 | x | 4 | [7 empty] | = | 72
| W2 |  |  | 1 | x | 3 | x | 4 | x | 4 | [7 empty] | = | 48
| W3 |  |  | 1 | x | 2 | x | 3.5 | x | 4 | [7 empty] | = | 28
| V1 |  |  | 1 | x | 3 | x | 2 | x | 2 | [7 empty] | = | 12
[16 empty] | Sft |  |  | 160
| 2 No. Flats on Each Floor | [6 empty] | 160 |  |  | x | 2 |  |  |  | Total Sft |  | = | 320
14 | Primary coat of chalk under distemper. (S.I.No.61/25)
Ceiling
|  | Bed Room 1 |  |  |  | 1 | x | 12 | x | 16 | [7 empty] | = | 192
|  | Bed Room 2 |  |  |  | 1 | x | 12 | x | 15 | [7 empty] | = | 180
|  | Drawing Room |  |  |  | 1 | x | 12 | x | 15.5 | [7 empty] | = | 186
|  | Dinning Room |  |  |  | 1 | x | 10 | x | 12.5 | [7 empty] | = | 125
|  | Lounge |  |  |  | 1 | x | 10 | x | 16.5 | [7 empty] | = | 165
|  | Kitchen |  |  |  | 1 | x | 11 | x | 9 | [7 empty] | = | 99
|  | Passage |  |  |  | 1 | x | 3.5 | x | 15 | [7 empty] | = | 52.5
|  | Store |  |  |  | 1 | x | 5.75 | x | 7 | [7 empty] | = | 40.25
|  | Dressing Room |  |  |  | 1 | x | 5.75 | x | 7 | [7 empty] | = | 40.25
|  | Bath-1 |  |  |  | 1 | x | 5.75 | x | 7 | [7 empty] | = | 40.25
|  | Bath-2 |  |  |  | 1 | x | 5.75 | x | 7 | [7 empty] | = | 40.25
Walls
| Room 1 |  |  | 1 | x | 2 | x( | 11 | + | 13 | )x | 10.5 | [5 empty] | = | 504
| Room 2 |  |  | 1 | x | 2 | x( | 12 | + | 12 | )x | 10.5 | [5 empty] | = | 504
| Living Room |  |  | 1 | x | 2 | x( | 11 | + | 15 | )x | 10.5 | [5 empty] | = | 546
| Lounge |  |  | 1 | x | 2 | x( | 17 | + | 10 | )x | 10.5 | [5 empty] | = | 567
| Kitchen |  |  | 1 | x | 2 | x( | 8 | + | 6 | )x | 10.5 | [5 empty] | = | 294
| Store |  |  | 1 | x | 2 | x( | 5 | + | 6 | )x | 10.5 | [5 empty] | = | 231
|  | Bath-1 |  | 1 | x | 2 | x( | 6 | + | 7.25 | )x | 4 | [5 empty] | = | 106
|  | Bath-2 |  | 1 | x | 2 | x( | 6 | + | 7.25 | )x | 4 | [5 empty] | = | 106
[16 empty] | Total (A) |  |  | 4018.5
Deduction
| DD1 |  |  | 1 | x | 1 | x | 5 | x | 8 | [7 empty] | = | 40
| D1 |  |  | 1 | x | 5 | x | 3.5 | x | 8 | [7 empty] | = | 140
| D2 |  |  | 1 | x | 3 | x | 3 | x | 8 | [7 empty] | = | 72
| D3 |  |  | 1 | x | 3 | x | 2.5 | x | 8 | [7 empty] | = | 60
| W1 |  |  | 1 | x | 3 | x | 6 | x | 4 | [7 empty] | = | 72
| W2 |  |  | 1 | x | 3 | x | 4 | x | 4 | [7 empty] | = | 48
| W3 |  |  | 1 | x | 2 | x | 3.5 | x | 4 | [7 empty] | = | 28
| V1 |  |  | 1 | x | 3 | x | 2 | x | 2 | [7 empty] | = | 12
[17 empty] | Total (B) |  | 432
Net Qty (A-B ) |  |  | 4018.5 |  |  |  | - |  | 432 | [6 empty] | Total Qty |  | = | 3586.5
| 2 No. Flats on Each Floor | [6 empty] | 3586.5 |  |  | x | 2 |  |  |  | Total Sft |  | = | 7173
15 | Distempering in three coats.(S.I.No.54/24).
Ceiling
|  | Bed Room 1 |  |  |  | 1 | x | 12 | x | 16 | [7 empty] | = | 192
|  | Bed Room 2 |  |  |  | 1 | x | 12 | x | 15 | [7 empty] | = | 180
|  | Drawing Room |  |  |  | 1 | x | 12 | x | 15.5 | [7 empty] | = | 186
|  | Dinning Room |  |  |  | 1 | x | 10 | x | 12.5 | [7 empty] | = | 125
|  | Lounge |  |  |  | 1 | x | 10 | x | 16.5 | [7 empty] | = | 165
|  | Kitchen |  |  |  | 1 | x | 11 | x | 9 | [7 empty] | = | 99
|  | Passage |  |  |  | 1 | x | 3.5 | x | 15 | [7 empty] | = | 52.5
|  | Store |  |  |  | 1 | x | 5.75 | x | 7 | [7 empty] | = | 40.25
|  | Dressing Room |  |  |  | 1 | x | 5.75 | x | 7 | [7 empty] | = | 40.25
|  | Bath-1 |  |  |  | 1 | x | 5.75 | x | 7 | [7 empty] | = | 40.25
|  | Bath-2 |  |  |  | 1 | x | 5.75 | x | 7 | [7 empty] | = | 40.25
Walls
| Room 1 |  |  | 1 | x | 2 | x( | 11 | + | 13 | )x | 10.5 | [5 empty] | = | 504
| Room 2 |  |  | 1 | x | 2 | x( | 12 | + | 12 | )x | 10.5 | [5 empty] | = | 504
| Living Room |  |  | 1 | x | 2 | x( | 11 | + | 15 | )x | 10.5 | [5 empty] | = | 546
| Lounge |  |  | 1 | x | 2 | x( | 17 | + | 10 | )x | 10.5 | [5 empty] | = | 567
| Kitchen |  |  | 1 | x | 2 | x( | 8 | + | 6 | )x | 10.5 | [5 empty] | = | 294
| Store |  |  | 1 | x | 2 | x( | 5 | + | 6 | )x | 10.5 | [5 empty] | = | 231
|  | Bath-1 |  | 1 | x | 2 | x( | 6 | + | 7.25 | )x | 4 | [5 empty] | = | 106
|  | Bath-2 |  | 1 | x | 2 | x( | 6 | + | 7.25 | )x | 4 | [5 empty] | = | 106
[16 empty] | Total (A) |  |  | 4018.5
Deduction
| DD1 |  |  | 1 | x | 1 | x | 5 | x | 8 | [7 empty] | = | 40
| D1 |  |  | 1 | x | 5 | x | 3.5 | x | 8 | [7 empty] | = | 140
| D2 |  |  | 1 | x | 3 | x | 3 | x | 8 | [7 empty] | = | 72
| D3 |  |  | 1 | x | 3 | x | 2.5 | x | 8 | [7 empty] | = | 60
| W1 |  |  | 1 | x | 3 | x | 6 | x | 4 | [7 empty] | = | 72
| W2 |  |  | 1 | x | 3 | x | 4 | x | 4 | [7 empty] | = | 48
| W3 |  |  | 1 | x | 2 | x | 3.5 | x | 4 | [7 empty] | = | 28
| V1 |  |  | 1 | x | 3 | x | 2 | x | 2 | [7 empty] | = | 12
[17 empty] | Total (B) |  | 432
Net Qty (A-B ) |  |  | 4018.5 |  |  |  | - |  | 432 | [6 empty] | Total Qty |  | = | 3586.5
| 2 No. Flats on Each Floor | [6 empty] | 3586.5 |  |  | x | 2 |  |  |  | Total Sft |  | = | 7173
16 | Painting new surface preparing surface painting doors and window any type (three coats) (S.I.No.70/5-c-ii).
| DD1 |  |  |  |  | 1 | x | 2 | x | 4.75 | x | 6.75 | [5 empty] | = | 64.125
| V |  |  |  |  | 1 | x | 2 | x | 4.75 | x | 0.92 | [5 empty] | = | 8.74
| D1 |  |  |  |  | 5 | x | 2 | x | 3.25 | x | 6.75 | [5 empty] | = | 219.375
| V |  |  |  |  | 5 | x | 2 | x | 3.25 | x | 0.92 | [5 empty] | = | 29.9
| D2 |  |  |  |  | 3 | x | 2 | x | 2.75 | x | 6.75 | [5 empty] | = | 111.375
| V |  |  |  |  | 3 | x | 2 | x | 2.75 | x | 0.92 | [5 empty] | = | 15.18
| D3 |  |  |  |  | 3 | x | 2 | x | 2.25 | x | 6.75 | [5 empty] | = | 91.125
| V |  |  |  |  | 3 | x | 2 | x | 2.25 | x | 0.92 | [5 empty] | = | 12.42
[16 empty] | Total |  |  | 552.24
| 2 No. Flats on Each Floor | [6 empty] | 552.24 |  |  | x | 2 |  |  |  | G. Total |  | = | 1104.48
SECOND FLOOR
1 | Fabrication of M.S reinforcement for cement concrete including cutting, bending, laying in position making joints and fastening including cost of binding wire (also includes removal of rust from bars (a) using of tor hars. (S.i.No.16/18-b)
Super Structure Coloumns
| C1 M/Bar 3/4Ǿ |  |  | 1 | x | 4 | x | 33 | x | 14 | x | 1.502 | [5 empty] | = | 2775.696
| M/Bar 5/8Ǿ |  |  | 1 | x | 8 | x | 33 | x | 14 | x | 1.042 | [5 empty] | = | 3851.232
| Ring 3/8Ǿ |  |  | 1 | x | 33 | x | (32+32) | x | 4.5 | x | 0.376 | [5 empty] | = | 3573.504
| Ring 3/8Ǿ |  |  | 1 | x | 33 | x | 32 | x | 2.5 | x | 0.376 | [5 empty] | = | 992.64
| C2 M/Bar 5/8Ǿ |  |  | 1 | x | 6 | x | 8 | x | 14 | x | 1.042 | [5 empty] | = | 700.224
| Ring 3/8Ǿ |  |  | 1 | x | 6 | x( | 33 | + | 33 | )x | 0.376 | [5 empty] | = | 148.896
Stair Case
1st Flight M/Bar |  | 5/8Ǿ |  |  |  | 1 | x | 12 | x | 16.25 | x | 1.042 | [5 empty] | = | 203.19
D/Bar |  | 3/8Ǿ |  |  |  | 1 | x | 27 | x | 5.5 | x | 0.376 | [5 empty] | = | 55.836
D/Bar |  | 3/8Ǿ |  |  |  | 1 | x | 8 | x | 5.5 | x | 0.376 | [5 empty] | = | 16.544
M/Bar |  | 5/8Ǿ |  |  |  | 1 | x | 12 | x | 5.75 | x | 1.042 | [5 empty] | = | 71.898
D/Bar |  | 3/8Ǿ |  |  |  | 1 | x | 10 | x | 5.5 | x | 0.376 | [5 empty] | = | 20.68
Landing M/Bar |  | 5/8Ǿ |  |  |  | 2 | x | 22 | x | 8.5 | x | 1.042 | [5 empty] | = | 389.708
D/Bar |  | 3/8Ǿ |  |  |  | 2 | x | 13 | x | 10.83 | x | 0.376 | [5 empty] | = | 105.8741
2nd Flight M/Bar |  | 5/8Ǿ |  |  |  | 1 | x | 12 | x | 5.75 | x | 1.042 | [5 empty] | = | 71.898
D/Bar |  | 3/8Ǿ |  |  |  | 1 | x | 10 | x | 5.5 | x | 0.376 | [5 empty] | = | 20.68
M/Bar |  | 5/8Ǿ |  |  |  | 1 | x | 12 | x | 16.25 | x | 1.042 | [5 empty] | = | 203.19
D/Bar |  | 3/8Ǿ |  |  |  | 1 | x | 27 | x | 5.5 | x | 0.376 | [5 empty] | = | 55.836
Chair |  | 1/2Ǿ |  |  |  | 2 | x | 50 | x | 3.5 | x | 0.667 | [5 empty] | = | 233.45
Landing Beam
Top/Bottom/Bar |  | 5/8Ǿ |  | 1 | x( | 2 | + | 2 | )x | 12.33 | x | 1.042 | [5 empty] | = | 51.3914
Ring |  | 3/8Ǿ |  |  |  | 1 | x | 23 | x | 4.83 | x | 0.376 | [5 empty] | = | 41.7698
Horizontal Beam (SLAB)
Grid (A-B)(P-Q) (2-4-5-9)
| Bottom Bar 5/8Ǿ |  |  |  |  | 2 | x | 4 | x | 4 | x | 14 | x | 1.042 |  |  |  | = | 466.816
| Top Bar 5/8Ǿ |  |  |  |  | 2 | x | 4 | x | 2 | x | 14 | x | 1.042 |  |  |  | = | 233.408
| Ring 3/8Ǿ |  |  |  |  | 2 | x | 4 | x | 31 | x | 6.83 | x | 0.376 |  |  |  | = | 636.8838
Grid (B-F3)(K-P)(3)(FB1)(FB2)
| Bottom Bar 5/8Ǿ |  |  |  |  | 2 | x | 3 | x | 11.08 | x | 1.042 | [5 empty] | = | 69.2722
| Bottom Bar 5/8Ǿ |  |  |  |  | 2 | x | 4 | x | 15.25 | x | 1.042 | [5 empty] | = | 127.124
| Top Bar 5/8Ǿ |  |  |  |  | 2 | x | 2 | x | 21.33 | x | 1.042 | [5 empty] | = | 88.9034
| Ring 3/8Ǿ |  |  |  |  | 2 | x | 39 | x | 6.83 | x | 0.376 | [5 empty] | = | 200.3102
Grid (C1-N1)(FB+)
| Bottom Bar 5/8Ǿ |  |  |  |  | 1 | x | 3 | x( | 25.84 | + | 25.84 | )x | 1.042 |  |  |  | = | 161.5517
| Top Bar 5/8Ǿ |  |  |  |  | 1 | x | 2 | x( | 25.84 | + | 25.84 | )x | 1.042 |  |  |  | = | 107.7011
| Ring 3/8Ǿ |  |  |  |  | 1 | x | 102 | x | 6.83 | x | 0.376 | [5 empty] | = | 261.9442
Grid (E4-L4) (E7-L7)(FB2)
| Bottom Bar 5/8Ǿ |  |  |  |  | 2 | x | 4 | x | 27.67 | x | 1.042 | [5 empty] | = | 230.6571
| Top Bar 5/8Ǿ |  |  |  |  | 2 | x | 3 | x | 27.67 | x | 1.042 | [5 empty] | = | 172.9928
| Ring 3/8Ǿ |  |  |  |  | 2 | x | 59 | x | 6.83 | x | 0.376 | [5 empty] | = | 303.0334
Grid (B6-E6) (L6-P6)(FB2)
| Bottom Bar 5/8Ǿ |  |  |  |  | 2 | x | 4 | x | 19.5 | x | 1.042 | [5 empty] | = | 162.552
| Top Bar 5/8Ǿ |  |  |  |  | 2 | x | 2 | x | 19.5 | x | 1.042 | [5 empty] | = | 81.276
| Ring 3/8Ǿ |  |  |  |  | 2 | x | 44 | x | 6.83 | x | 0.376 | [5 empty] | = | 225.991
Grid (B8-P8) (FB4)
| Bottom Bar 5/8Ǿ |  |  |  |  | 2 | x | 6 | x | 27.84 | x | 1.042 | [5 empty] | = | 348.1114
| Bottom Bar 5/8Ǿ |  |  |  |  | 1 | x | 4 | x | 15.34 | x | 1.042 | [5 empty] | = | 63.9371
| Top Bar 5/8Ǿ |  |  |  |  | 1 | x | 3 | x( | 38.18 | + | 27.67 | )x | 1.042 |  |  |  | = | 205.8471
| Ring 3/8Ǿ |  |  |  |  | 1 | x | 51 | x | 6.83 | x | 0.376 | [5 empty] | = | 130.9721
Vertical Beam
Grid (A-B-P-Q) (2-9)(FB2)(FB3)
| Bottom Bar 5/8Ǿ |  |  |  |  | 4 | x | 4 | x | 18.58 | x | 1.042 | [5 empty] | = | 309.7658
| Bottom Bar 5/8Ǿ |  |  |  |  | 4 | x | 5 | x | 20.25 | x | 1.042 | [5 empty] | = | 422.01
| Top Bar 5/8Ǿ |  |  |  |  | 4 | x | 2 | x | 18.58 | x | 1.042 | [5 empty] | = | 154.8829
| Top Bar 5/8Ǿ |  |  |  |  | 4 | x | 3 | x | 20.25 | x | 1.042 | [5 empty] | = | 253.206
| Ring 3/8Ǿ |  |  |  |  | 4 | x | 101 | x | 6.83 | x | 0.376 | [5 empty] | = | 1037.5043
Grid (C-N)(1-3) (FB1)
| Bottom Bar 5/8Ǿ |  |  |  |  | 2 | x | 3 | x | 11.83 | x | 1.042 | [5 empty] | = | 73.9612
| Top Bar 5/8Ǿ |  |  |  |  | 2 | x | 2 | x | 11.83 | x | 1.042 | [5 empty] | = | 49.3074
| Ring 3/8Ǿ |  |  |  |  | 2 | x | 17 | x | 6.83 | x | 0.376 | [5 empty] | = | 87.3147
Grid (F-K)(1-4)(FB1)
| Bottom Bar 5/8Ǿ |  |  |  |  | 2 | x | 3 | x | 15.5 | x | 1.042 | [5 empty] | = | 96.906
| Top Bar 5/8Ǿ |  |  |  |  | 2 | x | 2 | x | 15.5 | x | 1.042 | [5 empty] | = | 64.604
| Ring 3/8Ǿ |  |  |  |  | 2 | x | 34 | x | 6.83 | x | 0.376 | [5 empty] | = | 174.6294
Grid (H1-H7) (FB2)(FB3)
| Bottom Bar 5/8Ǿ |  |  |  |  | 1 | x | 4 | x | 16.75 | x | 1.042 | [5 empty] | = | 69.814
| Bottom Bar 5/8Ǿ |  |  |  |  | 1 | x | 5 | x | 19.58 | x | 1.042 | [5 empty] | = | 102.0118
| Top Bar 5/8Ǿ |  |  |  |  | 1 | x | 2 | x | 16.75 | x | 1.042 | [5 empty] | = | 34.907
| Top Bar 5/8Ǿ |  |  |  |  | 1 | x | 3 | x | 19.58 | x | 1.042 | [5 empty] | = | 61.2071
| Ring 3/8Ǿ |  |  |  |  | 1 | x | 60 | x | 6.83 | x | 0.376 | [5 empty] | = | 154.0848
Grid (D-M)(3-6) (FB3)
| Bottom Bar 5/8Ǿ |  |  |  |  | 2 | x | 5 | x | 18.17 | x | 1.042 | [5 empty] | = | 189.3314
| Top Bar 5/8Ǿ |  |  |  |  | 2 | x | 3 | x | 18.17 | x | 1.042 | [5 empty] | = | 113.5988
| Ring 3/8Ǿ |  |  |  |  | 2 | x | 36 | x | 6.83 | x | 0.376 | [5 empty] | = | 184.9018
Grid (E-L)(4-8) (FB3)
| Bottom Bar 5/8Ǿ |  |  |  |  | 2 | x | 4 | x | 32.5 | x | 1.042 | [5 empty] | = | 270.92
| Top Bar 5/8Ǿ |  |  |  |  | 2 | x | 3 | x | 32.5 | x | 1.042 | [5 empty] | = | 203.19
| Ring 3/8Ǿ |  |  |  |  | 2 | x | 28 | x | 6.83 | x | 0.376 | [5 empty] | = | 143.8125
Grid (G-J)(9-10) (FB2)
| Bottom Bar 5/8Ǿ |  |  |  |  | 2 | x | 4 | x | 14.25 | x | 1.042 | [5 empty] | = | 118.788
| Top Bar 5/8Ǿ |  |  |  |  | 2 | x | 2 | x | 14.25 | x | 1.042 | [5 empty] | = | 59.394
| Ring 3/8Ǿ |  |  |  |  | 2 | x | 24 | x | 6.83 | x | 0.376 | [5 empty] | = | 123.2678
SLAB: -
Grid (A-B) (P-Q)(2-5) (S4)
| M/Bar | 3/8Ǿ |  | 2 | x | 4 | x | 16 | x | 10.94 | x | 0.376 | [5 empty] | = | 526.5203
| D/Bar | 3/8Ǿ |  | 2 | x | 4 | x | 13 | x | 14.15 | x | 0.376 | [5 empty] | = | 553.3216
Top/ Extra/Bar |  | 3/8Ǿ |  |  |  | 2 | x | 4 | x | 12.34 | x | 0.376 | [5 empty] | = | 37.1187
Top D/Bar |  | 3/8Ǿ |  |  |  | 2 | x | 5 | x | 14.83 | x | 0.376 | [5 empty] | = | 55.7608
Ring |  | 3/8Ǿ |  |  |  | 2 | x | 20 | x | 3.25 | x | 0.376 | [5 empty] | = | 48.88
Grid (A-B) (P-Q)(5-9) (S1)
| M/Bar | 1/2Ǿ |  |  |  | 2 | x | 35 | x | 19.25 | x | 0.667 | [5 empty] | = | 898.7825
| D/Bar | 1/2Ǿ |  |  |  | 2 | x | 20 | x | 24.63 | x | 0.667 | [5 empty] | = | 657.1284
Top D/Bar |  | 1/2Ǿ |  |  |  | 2 | x | 7 | x | 16.5 | x | 0.667 | [5 empty] | = | 154.077
Top D/Bar |  | 1/2Ǿ |  |  |  | 2 | x | 9 | x | 12.33 | x | 0.667 | [5 empty] | = | 148.034
Chair |  | 1/2Ǿ |  |  |  | 2 | x | 30 | x | 3.75 | x | 0.667 | [5 empty] | = | 150.075
Grid (C-F)(K-N) (1-3)(S3)
| M/Bar | 3/8Ǿ |  |  |  | 2 | x | 30 | x | 15.08 | x | 0.376 | [5 empty] | = | 340.2048
| D/Bar | 3/8Ǿ |  |  |  | 2 | x | 25 | x | 17.76 | x | 0.376 | [5 empty] | = | 333.888
Top D/Bar |  | 3/8Ǿ |  |  |  | 2 | x | 6 | x | 11.33 | x | 0.376 | [5 empty] | = | 51.121
Top D/Bar |  | 3/8Ǿ |  |  |  | 2 | x | 8 | x | 9.33 | x | 0.376 | [5 empty] | = | 56.1293
Chair |  | 3/8Ǿ |  |  |  | 2 | x | 20 | x | 3.5 | x | 0.376 | [5 empty] | = | 52.64
Grid (F-K) (1-4) (S2)
| M/Bar | 1/2Ǿ |  |  |  | 2 | x | 28 | x | 13.58 | x | 0.667 | [5 empty] | = | 507.2402
| D/Bar | 1/2Ǿ |  |  |  | 2 | x | 13 | x | 20.17 | x | 0.667 | [5 empty] | = | 349.7881
Top D/Bar |  | 1/2Ǿ |  |  |  | 1 | x | 8 | x | 21.16 | x | 0.667 | [5 empty] | = | 112.9098
Top Ex/Bar |  | 1/2Ǿ |  |  |  | 2 | x | 28 | x | 7.08 | x | 0.667 | [5 empty] | = | 264.4522
Top D/Bar |  | 1/2Ǿ |  |  |  | 2 | x | 12 | x | 13.75 | x | 0.667 | [5 empty] | = | 220.11
Top Ex/Bar |  | 1/2Ǿ |  |  |  | 1 | x | 28 | x | 7.5 | x | 0.667 | [5 empty] | = | 140.07
Top D/Bar |  | 1/2Ǿ |  |  |  | 1 | x | 14 | x | 13.25 | x | 0.667 | [5 empty] | = | 123.7285
Top Ex/Bar |  | 1/2Ǿ |  |  |  | 1 | x | 58 | x | 5.33 | x | 0.667 | [5 empty] | = | 206.1964
Chair |  | 1/2Ǿ |  |  |  | 2 | x | 35 | x | 3.5 | x | 0.667 | [5 empty] | = | 163.415
Grid (B-D) (M-P) (3-6)(S1)
| M/Bar | 1/2Ǿ |  |  |  | 2 | x | 33 | x | 17 | x | 0.667 | [5 empty] | = | 748.374
| D/Bar | 1/2Ǿ |  |  |  | 2 | x | 27 | x | 19.67 | x | 0.667 | [5 empty] | = | 708.4741
Top Ext/Bar |  | 1/2Ǿ |  |  |  | 2 | x | 33 | x | 8.25 | x | 0.667 | [5 empty] | = | 363.1815
Top D/Bar |  | 1/2Ǿ |  |  |  | 2 | x | 15 | x | 15.5 | x | 0.667 | [5 empty] | = | 310.155
Top Ex/Bar |  | 1/2Ǿ |  |  |  | 2 | x | 27 | x | 8.25 | x | 0.667 | [5 empty] | = | 297.1485
Top D/Bar |  | 1/2Ǿ |  |  |  | 2 | x | 15 | x | 12.33 | x | 0.667 | [5 empty] | = | 246.7233
Chair |  | 1/2Ǿ |  |  |  | 2 | x | 40 | x | 3.5 | x | 0.667 | [5 empty] | = | 186.76
Grid (D-F) (K-M) (3-6)(S5)
| M/Bar | 1/2Ǿ |  |  |  | 2 | x | 33 | x | 10.67 | x | 0.667 | [5 empty] | = | 469.7147
| D/Bar | 1/2Ǿ |  |  |  | 2 | x | 27 | x | 19.67 | x | 0.667 | [5 empty] | = | 708.4741
Grid (E-H-L) (4-7)(S1)
| M/Bar | 1/2Ǿ |  |  |  | 1 | x | 34 | x( | 17 | + | 17 | )x | 1.042 |  |  |  | = | 1204.552
| D/Bar | 1/2Ǿ |  |  |  | 2 | x | 27 | x | 20.5 | x | 0.667 | [5 empty] | = | 738.369
Top Ext/Bar |  | 1/2Ǿ |  |  |  | 2 | x | 34 | x | 8.5 | x | 0.667 | [5 empty] | = | 385.526
Top D/Bar |  | 1/2Ǿ |  |  |  | 2 | x | 15 | x | 24.67 | x | 0.667 | [5 empty] | = | 493.6467
Top Ext/Bar |  | 1/2Ǿ |  |  |  | 1 | x | 34 | x | 8.25 | x | 0.667 | [5 empty] | = | 187.0935
Top D/Bar |  | 1/2Ǿ |  |  |  | 2 | x | 15 | x | 15.83 | x | 0.667 | [5 empty] | = | 316.7583
Top Ex/Bar |  | 1/2Ǿ |  |  |  | 2 | x | 27 | x | 8.25 | x | 0.667 | [5 empty] | = | 297.1485
Top D/Bar |  | 1/2Ǿ |  |  |  | 2 | x | 15 | x | 15.83 | x | 0.667 | [5 empty] | = | 316.7583
Chair |  | 1/2Ǿ |  |  |  | 2 | x | 45 | x | 3.5 | x | 0.667 | [5 empty] | = | 210.105
Grid (B-E) (6-8)(S2)
| M/Bar | 1/2Ǿ |  |  |  | 2 | x | 37 | x | 17.17 | x | 0.667 | [5 empty] | = | 847.4769
| D/Bar | 1/2Ǿ |  |  |  | 2 | x | 24 | x | 21.5 | x | 0.667 | [5 empty] | = | 688.344
Top D/Bar |  | 1/2Ǿ |  |  |  | 2 | x | 7 | x | 16.67 | x | 0.667 | [5 empty] | = | 155.6645
Top Ext/Bar |  | 1/2Ǿ |  |  |  | 2 | x | 24 | x | 8.55 | x | 0.667 | [5 empty] | = | 273.7368
Top D/Bar |  | 1/2Ǿ |  |  |  | 2 | x | 13 | x | 10.67 | x | 0.667 | [5 empty] | = | 185.0391
Chair |  | 1/2Ǿ |  |  |  | 2 | x | 30 | x | 3.5 | x | 0.667 | [5 empty] | = | 140.07
Grid (E-L) (7-8)(S2)
| M/Bar | 1/2Ǿ |  |  |  | 1 | x | 53 | x | 9.33 | x | 0.667 | [5 empty] | = | 329.8248
| D/Bar | 1/2Ǿ |  |  |  | 1 | x | 14 | x | 29.5 | x | 0.667 | [5 empty] | = | 275.471
Top Ext/Bar |  | 1/2Ǿ |  | 2 | x | 2 | x | 53 | x | 3.22 | x | 0.667 | [5 empty] | = | 455.3209
Top D/Bar |  | 1/2Ǿ | [5 empty] | 2 | x | 24.83 | x | 0.667 | [5 empty] | = | 33.1232
Top Ext/Bar |  | 1/2Ǿ |  |  |  | 2 | x | 14 | x | 8.22 | x | 0.667 | [5 empty] | = | 153.5167
Top D/Bar |  | 1/2Ǿ |  |  |  | 2 | x | 12 | x | 6.67 | x | 0.667 | [5 empty] | = | 106.7734
Chair |  | 1/2Ǿ |  |  |  | 1 | x | 40 | x | 3.5 | x | 0.667 | [5 empty] | = | 93.38
Projection (Chajja)
| W1 M/Bar | 1/2Ǿ |  |  |  | 8 | x | 17 | x | 4.5 | x | 0.667 | [5 empty] | = | 408.204
| D/Bar | 1/2Ǿ |  |  |  | 8 | x | 12 | x | 6.5 | x | 0.667 | [5 empty] | = | 416.208
| W2 M/Bar | 1/2Ǿ |  |  |  | 2 | x | 12 | x | 4.5 | x | 0.667 | [5 empty] | = | 72.036
| D/Bar | 1/2Ǿ |  |  |  | 2 | x | 12 | x | 4.5 | x | 0.667 | [5 empty] | = | 72.036
| W3 M/Bar | 1/2Ǿ |  |  |  | 4 | x | 12 | x | 4.5 | x | 0.667 | [5 empty] | = | 144.072
| D/Bar | 1/2Ǿ |  |  |  | 4 | x | 12 | x | 4.5 | x | 0.667 | [5 empty] | = | 144.072
| V1 M/Bar | 1/2Ǿ |  |  |  | 6 | x | 6 | x | 4.5 | x | 0.667 | [5 empty] | = | 108.054
| D/Bar | 1/2Ǿ |  |  |  | 6 | x | 6 | x | 2.5 | x | 0.667 | [5 empty] | = | 60.03
Stair Tower
| C1 M/Bar | 3/4Ǿ |  |  |  | 4 | x | 4 | x | 12.5 | x | 1.502 | [5 empty] | = | 300.4
| M/Bar | 5/8Ǿ |  |  |  | 4 | x | 8 | x | 12.5 | x | 1.042 | [5 empty] | = | 416.8
| Ring | 3/8Ǿ |  | 4 | x( | 25 | + | 25 | )x | 4.5 | x | 0.376 | [5 empty] | = | 338.4
| Ring | 3/8Ǿ |  |  |  | 4 | x | 25 | x | 2.83 | x | 0.376 | [5 empty] | = | 106.408
Tower Beam
Long Way
| TB1 Bot/Bar | 3/4Ǿ |  |  |  | 2 | x | 4 | x | 15.33 | x | 1.042 | [5 empty] | = | 127.7909
| Top/Bar | 5/8Ǿ |  |  |  | 2 | x | 3 | x | 15.33 | x | 1.042 | [5 empty] | = | 95.8432
| Ring | 3/8Ǿ |  |  |  | 2 | x | 34 | x | 6.83 | x | 0.376 | [5 empty] | = | 174.6294
Short Way
| TB1 Bot/Bar | 3/4Ǿ |  |  |  | 2 | x | 4 | x | 13.5 | x | 1.042 | [5 empty] | = | 112.536
| Top/Bar | 5/8Ǿ |  |  |  | 2 | x | 3 | x | 13.5 | x | 1.042 | [5 empty] | = | 84.402
| Ring | 3/8Ǿ |  |  |  | 2 | x | 30 | x | 6.83 | x | 0.376 | [5 empty] | = | 154.0848
Stair Tower Slab
| M/Bar | 1/2Ǿ |  |  |  | 1 | x | 39 | x | 15.17 | x | 0.667 | [5 empty] | = | 394.6172
| D/Bar | 1/2Ǿ |  |  |  | 1 | x | 33 | x | 17.42 | x | 0.667 | [5 empty] | = | 383.4316
Top Ext/Bar |  | 1/2Ǿ |  |  |  | 2 | x | 39 | x | 5.69 | x | 0.667 | [5 empty] | = | 296.0279
Top D/Bar |  | 1/2Ǿ |  |  |  | 2 | x | 12 | x | 17.42 | x | 0.667 | [5 empty] | = | 278.8594
Top Ext/Bar |  | 1/2Ǿ |  |  |  | 2 | x | 33 | x | 6.44 | x | 0.667 | [5 empty] | = | 283.5017
Top D/Bar |  | 1/2Ǿ |  |  |  | 2 | x | 14 | x | 15.47 | x | 0.667 | [5 empty] | = | 288.9177
Chair |  | 1/2Ǿ |  |  |  | 2 | x | 35 | x | 3.5 | x | 0.667 | [5 empty] | = | 163.415
Over Head Tank-1 Short Column
| 5/8 Ø |  |  |  |  | 8 | x | 6 | x | 2.5 | x | 1.042 | [5 empty] | = | 125.04
| Rings 3/8 Ø |  |  |  |  | 8 | x | 8 | x | 4.33 | x | 0.376 | [5 empty] | = | 104.1971
| Long Column 5/8 Ø |  |  |  |  | 8 | x | 6 | x | 6 | x | 1.042 | [5 empty] | = | 300.096
| Rings 3/8 Ø |  |  |  |  | 8 | x | 18 | x | 4.33 | x | 0.376 | [5 empty] | = | 234.4435
Bottom Slab
| M/Bar 1/2 Ø |  |  |  |  | 1 | x | 23 | x | 15 | x | 0.667 | [5 empty] | = | 230.115
| D/Bar 1/2 Ø |  |  |  |  | 1 | x | 15 | x | 16.5 | x | 0.667 | [5 empty] | = | 165.0825
| M/Bar 1/2 Ø |  |  |  |  | 1 | x | 23 | x | 14 | x | 0.667 | [5 empty] | = | 214.774
| D/Bar 1/2 Ø |  |  |  |  | 1 | x | 15 | x | 15.5 | x | 0.667 | [5 empty] | = | 155.0775
| Chairs 1/2 Ø |  |  |  |  | 1 | x | 8 | x | 3.5 | x | 0.667 | [5 empty] | = | 18.676
Tank Walls
| M/Bar 1/2 Ø |  |  |  |  | 2 | x | 23 | x | 6 | x | 0.667 | [5 empty] | = | 184.092
| D/Bar 1/2 Ø |  |  |  |  | 2 | x | 15 | x | 6 | x | 0.667 | [5 empty] | = | 120.06
| M/Bar 1/2 Ø |  |  |  |  | 2 | x | 23 | x | 6 | x | 0.667 | [5 empty] | = | 184.092
| D/Bar 1/2 Ø |  |  |  |  | 2 | x | 15 | x | 6 | x | 0.667 | [5 empty] | = | 120.06
| U/Supp/Bar 1/2 Ø |  |  |  |  | 1 | x | 15 | x | 2.5 | x | 0.667 | [5 empty] | = | 25.0125
Tank Slab
| M/Bar 1/2 Ø |  |  |  |  | 1 | x | 23 | x | 10.75 | x | 0.667 | [5 empty] | = | 164.9158
| D/Bar 1/2 Ø |  |  |  |  | 1 | x | 15 | x | 12.25 | x | 0.667 | [5 empty] | = | 122.5613
[16 empty] | Total |  |  | 48388.11
| Convert in LBS to Cwt | [5 empty] | 48388.11 |  |  | ÷ |  | 112 |  | Total Cwt |  |  |  | = | 432.0367
2 | Extra Labour for lifting of steel above first floor for every additional floor (S.I. 29/P-19)
| Quantity Same As above Item | [14 empty] | Total Cwt |  | = | 432.0367
3 | R.C.C work including all labour and materials except the cost of steel reinforcement and its labour for bending and binding which will be paid separately. This Rate also include all kinds of forms: lifting shuttering curing rendering and finishing the exposed surface (i/c screening & washing of shingle). R.C. work in roof, slab, beams cols, rafts, lintels and other structural all respect ratio 1:2:4 (90-lbs) cement 2-cft sand 4-cft shingle 1/8" to 1/4" gauge (S.I.No.15/6-a-i)
Super Structure Coloumns
C1 |  |  |  | 1 | x | 33 | x | 2 | x | 0.83 | x | 8.75 | [5 empty] | = | 479.325
C2 |  |  |  | 1 | x | 6 | x | 2 | x | 0.67 | x | 8.75 | [5 empty] | = | 70.35
Stair Case
| 1st Flight |  |  |  |  | 1 | x | 12 | x | 5 | x | 0.5 | [5 empty] | = | 30
| Steps |  |  | 11 | x | 1/.2 | x | 5 | x | 1 | x | 0.5 | [5 empty] | = | 13.75
| Landing |  |  |  |  | 2 | x | 10.33 | x | 4 | x | 0.5 | [5 empty] | = | 41.32
| 2nd Flight |  |  |  |  | 4 | x | 12 | x | 5 | x | 0.5 | [5 empty] | = | 120
| Steps |  |  | 11 | x | 1/.2 | x | 5 | x | 1 | x | 0.5 | [5 empty] | = | 13.75
Roof Slab
Horizontal Beam
Grid (A-B)(P-Q) |  |  |  | 2 | x | 4 | x | 13 | x | 0.67 | x | 2.5 | [5 empty] | = | 174.2
Grid (B3 - F3)(K3 - P3) | [5 empty] | 2 | x | 17.83 | x | 0.67 | x | 2.5 | [5 empty] | = | 59.7305
Grid (C1 - N1) | [5 empty] | 2 | x | 44.51 | x | 0.67 | x | 2.5 | [5 empty] | = | 149.1085
Grid (E4 - L4)(E7-L7) | [5 empty] | 2 | x | 25.51 | x | 0.67 | x | 2.5 | [5 empty] | = | 85.4585
Grid (B6-E6)(L6-P6) | [5 empty] | 2 | x | 18.5 | x | 0.67 | x | 2.5 | [5 empty] | = | 61.975
Grid (B8-P8) | [5 empty] | 1 | x | 57.5 | x | 0.67 | x | 2.5 | [5 empty] | = | 96.3125
Grid (G10 - J10) | [5 empty] | 1 | x | 9.67 | x | 0.67 | x | 2.5 | [5 empty] | = | 16.1973
Vertical Beam
Grid (A-B-P-Q)(2-9) | [5 empty] | 4 | x | 32 | x | 0.67 | x | 2.5 | [5 empty] | = | 214.4
Grid (C1 - C2)(N1-N2) | [5 empty] | 2 | x | 8.67 | x | 0.67 | x | 2.5 | [5 empty] | = | 29.0445
Grid (F-K)(1-4) | [5 empty] | 2 | x | 12.67 | x | 0.67 | x | 2.5 | [5 empty] | = | 42.4445
Grid (H1-H2) | [5 empty] | 1 | x | 28.17 | x | 0.67 | x | 2.5 | [5 empty] | = | 47.1848
Grid (D3-D6)(M3-M6) | [5 empty] | 2 | x | 14.83 | x | 0.67 | x | 2.5 | [5 empty] | = | 49.6805
Grid (E4-E9)(L4-L9) | [5 empty] | 2 | x | 21.83 | x | 0.67 | x | 2.5 | [5 empty] | = | 73.1305
Grid (A+)(P+)(2-5) | [5 empty] | 2 | x | 13.49 | x | 0.67 | x | 2.5 | [5 empty] | = | 45.1915
Grid (G9-G10)(J9- J10) | [5 empty] | 2 | x | 11.75 | x | 0.67 | x | 2.5 | [5 empty] | = | 39.3625
Slab
Grid (A- B)(P-Q)(2-9) | [5 empty] | 2 | x | 36 | x | 13 | x | 0.5 | [5 empty] | = | 468
Grid (C-N)(1-3) | [5 empty] | 1 | x | 48 | x | 10 | x | 0.5 | [5 empty] | = | 240
Grid (B-P)(3-9) | [5 empty] | 1 | x | 58.18 | x | 28.83 | x | 0.5 | [5 empty] | = | 838.6647
Projection (chajja)
W1 | [5 empty] | 8 | x | 7 | x | 2 | x | 0.5 | [5 empty] | = | 56
W2 | [5 empty] | 2 | x | 5 | x | 2 | x | 0.5 | [5 empty] | = | 10
W3 | [5 empty] | 4 | x | 4.5 | x | 2 | x | 0.5 | [5 empty] | = | 18
V1 | [5 empty] | 6 | x | 3 | x | 2 | x | 0.5 | [5 empty] | = | 18
Stair Tower
Coloumns | [5 empty] | 4 | x | 2 | x | 0.83 | x | 7 | [5 empty] | = | 46.48
Long Way | [5 empty] | 2 | x | 13.42 | x | 0.67 | x | 2.5 | [5 empty] | = | 44.957
Short way | [5 empty] | 2 | x | 11.17 | x | 0.67 | x | 2.5 | [5 empty] | = | 37.4195
Slab
Slab | [5 empty] | 1 | x | 17.42 | x | 15.17 | x | 0.5 | [5 empty] | = | 132.1307
Over Head Tank-1
| Bottom Slab |  |  |  |  | 1 | x | 11.5 | x | 10 | x | 0.67 | [5 empty] | = | 77.05
| Wall |  |  |  |  | 2 | x | 11.5 | x | 4 | x | 0.5 | [5 empty] | = | 46
[6 empty] | 2 | x | 9 | x | 4 | x | 0.5 | [5 empty] | = | 36
| Top Slab |  |  |  |  | 1 | x | 12.5 | x | 11 | x | 0.5 | [5 empty] | = | 68.75
[16 empty] | Total |  |  | 4089.3679
a | R.C.C 1:2:4 | [13 empty] | Total Cft |  |  |  | 3539.69
b | R.C.C 1:1½:3 | [13 empty] | Total Cft |  |  |  | 549.68
4 | Add extra labour for RCC in 2nd and subsequent story. (S.I.No.16/6-d)
Quantity Same as above Item | [15 empty] | Total |  | = | 4089.3679
5 | Providing and laying 1:3:6 cement concrete solid block masonry set in 1:6 cement mortar in ground floor superstructure in/c: raking out joints and curing etc complete. (S.I.No.18/23).
| Bed Room 1 |  |  | 1 | x | 1 | x | 12 | x | 0.5 | x | 8.75 | [5 empty] | = | 52.5
| "" |  |  | 1 | x | 1 | x | 16 | x | 0.5 | x | 8.75 | [5 empty] | = | 70
| Bed Room 2 |  |  | 1 | x | 2 | x | 12 | x | 0.5 | x | 8.75 | [5 empty] | = | 105
| "" |  |  | 1 | x | 1 | x | 15 | x | 0.5 | x | 8.75 | [5 empty] | = | 65.625
| Drawing Room |  |  | 1 | x | 2 | x | 12 | x | 0.5 | x | 8.75 | [5 empty] | = | 105
| "" |  |  | 1 | x | 2 | x | 15.5 | x | 0.5 | x | 8.75 | [5 empty] | = | 135.625
| Dinning Room |  |  | 1 | x | 1 | x | 10 | x | 0.5 | x | 8.75 | [5 empty] | = | 43.75
| "" |  |  | 1 | x | 2 | x | 12.5 | x | 0.5 | x | 8.75 | [5 empty] | = | 109.375
| Kitchen |  |  |  |  | 1 | x | 11 | x | 0.5 | x | 8.75 | [5 empty] | = | 48.125
| "" |  |  |  |  | 1 | x | 3.5 | x | 0.5 | x | 8.75 | [5 empty] | = | 15.3125
| "" |  |  |  |  | 1 | x | 9 | x | 0.5 | x | 8.75 | [5 empty] | = | 39.375
| Lounge |  |  |  |  | 1 | x | 10 | x | 0.5 | x | 8.75 | [5 empty] | = | 43.75
| "" |  |  |  |  | 1 | x | 16.5 | x | 0.5 | x | 8.75 | [5 empty] | = | 72.1875
| Store |  |  | 1 | x | 2 | x | 5.75 | x | 0.5 | x | 8.75 | [5 empty] | = | 50.3125
| "" |  |  | 1 | x | 2 | x | 7 | x | 0.5 | x | 8.75 | [5 empty] | = | 61.25
| Dressing Room |  |  | 1 | x | 1 | x | 7 | x | 0.5 | x | 8.75 | [5 empty] | = | 30.625
| "" |  |  | 1 | x | 2 | x | 5.75 | x | 0.5 | x | 8.75 | [5 empty] | = | 50.3125
| Bath-1 |  |  | 1 | x | 1 | x | 5.75 | x | 0.5 | x | 8.75 | [5 empty] | = | 25.1562
| """"" |  |  | 1 | x | 2 | x | 7 | x | 0.5 | x | 8.75 | [5 empty] | = | 61.25
| Bath-2 |  |  | 1 | x | 1 | x | 5.75 | x | 0.5 | x | 8.75 | [5 empty] | = | 25.1562
| "" |  |  | 1 | x | 1 | x | 7 | x | 0.5 | x | 8.75 | [5 empty] | = | 30.625
[17 empty] | Total(i) |  | 1240.3125
Deduction
| Coloumn |  |  | 1 | x | 39 | x | 2 | x | 0.5 | x | 8.5 | [5 empty] | = | 331.5
| DD1 |  |  |  |  | 1 | x | 5 | x | 0.5 | x | 8 | [5 empty] | = | 20
| D1 |  |  |  |  | 5 | x | 3.5 | x | 0.5 | x | 8 | [5 empty] | = | 70
| D2 |  |  | 1 | x | 3 | x | 3 | x | 0.5 | x | 8 | [5 empty] | = | 36
| D3 |  |  | 1 | x | 3 | x | 2.5 | x | 0.5 | x | 8 | [5 empty] | = | 30
| W1 |  |  | 1 | x | 3 | x | 6 | x | 0.5 | x | 4 | [5 empty] | = | 36
| W2 |  |  | 1 | x | 3 | x | 4 | x | 0.5 | x | 4 | [5 empty] | = | 24
| W3 |  |  | 1 | x | 2 | x | 3.5 | x | 0.5 | x | 4 | [5 empty] | = | 14
| V1 |  |  | 1 | x | 3 | x | 2 | x | 0.5 | x | 2 | [5 empty] | = | 6
[17 empty] | Total(ii) |  | 567.5
| NET QTY (i-ii) |  |  | 1240.3125 |  |  | (-) |  |  | 567.5 |  |  |  | Total |  |  |  | = | 672.8125
| 2 No. Flats on Each Floor | [6 empty] | 672.8125 |  |  | x | 2 |  |  |  | Total |  | = | 1345.625
Stair Case
|  | Landing Area |  |  |  | 1 | x | 9.83 | x | 0.5 | x | 4 | [5 empty] | = | 19.66
|  |  |  | 1 | x | 2 | x | 4 | x | 0.5 | x | 4 | [5 empty] | = | 16
|  | Tower Wall |  | 1 | x | 2 | x | 9.83 | x | 0.5 | x | 7.25 | [5 empty] | = | 71.2675
|  |  |  | 1 | x | 2 | x | 9.08 | x | 0.5 | x | 7.25 | [5 empty] | = | 65.83
Parapet Wall
| Grid ( A2-A9 ) (Q2-Q9) |  |  | 1 | x | 2 | x | 31.83 | x | 0.5 | x | 3 | [5 empty] | = | 95.49
| Grid ( 2A-2B) (2P-2Q) |  |  | 1 | x | 2 | x | 12.83 | x | 0.5 | x | 3 | [5 empty] | = | 38.49
| Grid (B2-B3) (P2-P3) |  |  | 1 | x | 2 | x | 4.33 | x | 0.5 | x | 3 | [5 empty] | = | 12.99
| Grid (3B-3C) (3N-3P) |  |  | 1 | x | 2 | x | 6.67 | x | 0.5 | x | 3 | [5 empty] | = | 20.01
| Grid (C1-C3) (N1-N3) |  |  | 1 | x | 2 | x | 9.33 | x | 0.5 | x | 3 | [5 empty] | = | 27.99
| Grid (C1-N1) |  |  | 1 | x | 2 | x | 43.84 | x | 0.5 | x | 3 | [5 empty] | = | 131.52
| Grid (9A-9B) (9P-9Q) |  |  | 1 | x | 2 | x | 12.83 | x | 0.5 | x | 3 | [5 empty] | = | 38.49
| Grid (9B-9G) (9J-9P) |  |  | 1 | x | 2 | x | 23.92 | x | 0.5 | x | 3 | [5 empty] | = | 71.76
[16 empty] | Total (i) |  |  | 609.4975
Deduction
|  | D |  |  |  | 1 | x | 3 | x | 7 | [8 empty] | 21
|  | W |  |  |  | 1 | x | 2 | x | 6 | x | 4 | [6 empty] | 48
[16 empty] | Total (ii) |  |  | 69
Total Qty (i-ii) |  |  | 609.4975 |  |  | - |  | 69 | [6 empty] | Total (B) |  |  | = | 540.4975
Total Net Qty |  |  | 1345.625 |  |  | + |  | 540.4975 | [6 empty] | G. Total |  |  | = | 1886.1225
6 | Add extra labour for block masonary in first floor. (S.I.No.23/19-a)
| Quantity Same as Above Item | [16 empty] | = | 1886.1225
[16 empty] | Total |  |  | 1886.1225
7 | P/F G.I. frames / chowkhats of size 7"x2" or 4-1/2" x 3" for door using 20 gauge G.I. sheet in/c: welded hinges and fixing at site with necessary holdfast, filling with cement sand slurry of ratio 1:6 and repairing the jambs. The cost also in/c: all carriage tools and plants used in making and fixing (S.I.No.93/29)
| DD1 |  |  | 1 | x | 1 | x( | 8 | + | 4.75 | + | 4.75 | + | 4.75 | + | 8 | ) | = | 30.25
| D1 |  |  | 1 | x | 5 | x( | 8 | + | 3.25 | + | 3.25 | + | 3.25 | + | 8 | ) | = | 128.75
| D2 |  |  | 1 | x | 3 | x( | 8 | + | 2.75 | + | 2.75 | + | 2.75 | + | 8 | ) | = | 72.75
| D3 |  |  | 1 | x | 3 | x( | 8 | + | 2.25 | + | 2.25 | + | 2.25 | + | 8 | ) | = | 68.25
[16 empty] | Total Rft |  |  | 269.75
| 2 No. Flats on Each Floor | [6 empty] | 269.75 |  |  | x | 2 |  |  |  | Total Rft |  | = | 539.5
8 | Cement Plaster (1:4) upto 20' height 3/4" thick. (S.I.No.51/11-C) .
Ceiling
| Bed Room 1 |  |  |  |  | 1 | x | 12 | x | 13 | [7 empty] | = | 156
| Bed Room 2 |  |  |  |  | 1 | x | 12 | x | 12 | [7 empty] | = | 144
| Drawing Room |  |  |  |  | 1 | x | 12 | x | 15 | [7 empty] | = | 180
| Dinning Room |  |  |  |  | 1 | x | 10 | x | 15 | [7 empty] | = | 150
| Lounge |  |  |  |  | 1 | x | 10 | x | 10 | [7 empty] | = | 100
| Kitchen |  |  |  |  | 1 | x | 11 | x | 6 | [7 empty] | = | 66
| Store |  |  |  |  | 1 | x | 5.75 | x | 7 | [7 empty] | = | 40.25
| Dressing Room |  |  |  |  | 1 | x | 5.75 | x | 7 | [7 empty] | = | 40.25
| Bath-1 |  |  |  |  | 1 | x | 5.75 | x | 7 | [7 empty] | = | 40.25
| Bath-2 |  |  |  |  | 1 | x | 5.75 | x | 7 | [7 empty] | = | 40.25
Walls
| Bed Room 1 |  |  | 1 | x | 2 | x( | 12 | + | 13 | )x | 10.5 | [5 empty] | = | 525
| Bed Room 2 |  |  | 1 | x | 2 | x( | 12 | + | 12 | )x | 10.5 | [5 empty] | = | 504
| Drawing Room |  |  | 1 | x | 2 | x( | 12 | + | 15 | )x | 10.5 | [5 empty] | = | 567
| Dinning Room |  |  | 1 | x | 2 | x( | 10 | + | 15 | )x | 10.5 | [5 empty] | = | 525
| Lounge |  |  | 1 | x | 2 | x( | 10 | + | 10 | )x | 10.5 | [5 empty] | = | 420
| Kitchen |  |  | 1 | x | 2 | x( | 11 | + | 6 | )x | 10.5 | [5 empty] | = | 357
| Store |  |  | 1 | x | 2 | x( | 5.75 | + | 7 | )x | 10.5 | [5 empty] | = | 267.75
| Dressing Room |  |  | 1 | x | 2 | x( | 5.75 | + | 7 | )x | 10.5 | [5 empty] | = | 267.75
| Bath-1 |  |  | 1 | x | 2 | x( | 5.75 | + | 7 | )x | 4 | [5 empty] | = | 102
| Bath-2 |  |  | 1 | x | 2 | x( | 5.75 | + | 7 | )x | 4 | [5 empty] | = | 102
[17 empty] | Total (i) |  | 3637.5
Deduction
| DD1 |  |  | 1 | x | 1 | x | 5 | x | 8 | [7 empty] | = | 40
| D1 |  |  | 1 | x | 5 | x | 3.5 | x | 8 | [7 empty] | = | 140
| D2 |  |  | 1 | x | 3 | x | 3 | x | 8 | [7 empty] | = | 72
| D3 |  |  | 1 | x | 3 | x | 2.5 | x | 8 | [7 empty] | = | 60
| W1 |  |  | 1 | x | 3 | x | 6 | x | 4 | [7 empty] | = | 72
| W2 |  |  | 1 | x | 3 | x | 4 | x | 4 | [7 empty] | = | 48
| W3 |  |  | 1 | x | 2 | x | 3.5 | x | 4 | [7 empty] | = | 28
| V1 |  |  | 1 | x | 3 | x | 2 | x | 2 | [7 empty] | = | 12
[17 empty] | Total (ii) |  | 432
| Net Qty (i-ii) |  | 3637.5 |  |  |  | - |  | 432 | [6 empty] | Total |  | = | 3205.5
| 2 No. Flats on Each Floor | [6 empty] | 3205.5 |  |  | x | 2 |  |  |  | Total (A) |  | = | 6411
Parapet Wall
| Grid ( A2-A9 ) (Q2-Q9) |  |  |  |  | 1 | x | 2 | x | 31.83 | x | 3.5 | [5 empty] | = | 222.81
| Grid ( 2A-2B) (2P-2Q) |  |  |  |  | 1 | x | 2 | x | 12.83 | x | 3.5 | [5 empty] | = | 89.81
| Grid (B2-B3) (P2-P3) |  |  |  |  | 1 | x | 2 | x | 4.33 | x | 3.5 | [5 empty] | = | 30.31
| Grid (3B-3C) (3N-3P) |  |  |  |  | 1 | x | 2 | x | 6.67 | x | 3.5 | [5 empty] | = | 46.69
| Grid (C1-C3) (N1-N3) |  |  |  |  | 1 | x | 2 | x | 9.33 | x | 3.5 | [5 empty] | = | 65.31
| Grid (C1-N1) |  |  |  |  | 1 | x | 2 | x | 43.84 | x | 3.5 | [5 empty] | = | 306.88
| Grid (9A-9B) (9P-9Q) |  |  |  |  | 1 | x | 2 | x | 12.83 | x | 3.5 | [5 empty] | = | 89.81
| Grid (9B-9G) (9J-9P) |  |  |  |  | 1 | x | 2 | x | 23.92 | x | 3.5 | [5 empty] | = | 167.44
Stair Case
1st Step
| 1st /2nd waist | [6 empty] | 2 | x | 11 | x | 4 | [5 empty] | = | 88
| Landing | [6 empty] | 1 | x | 10.5 | x | 4 | [5 empty] | = | 42
| Wall Right Side |  |  |  |  | 1 | x | 11.83 | x( | 0.5 | + | 5.5 | ) |  |  |  |  | = | 35.49
2
| Wall Left Side |  |  |  |  | 1 | x | 11.83 | x( | 11 | + | 5.5 | ) |  |  |  |  | = | 97.5975
2
| Wall Front Side | [6 empty] | 1 | x | 10 | x | 11 | [5 empty] | = | 110
2nd Step
| Wall Right Side | [6 empty] | 1 | x | 11.83 | x | 11 | [5 empty] | = | 130.13
| Wall Left Side |  |  |  |  | 1 | x | 11.83 | x( | 4 | + | 5.5 | ) |  |  |  |  | = | 56.1925
2
| Wall Front Side | [6 empty] | 1 | x | 10 | x | 11 | [5 empty] | = | 110
| Landing | [6 empty] | 1 | x | 10.5 | x | 11 | [5 empty] | = | 115.5
3rd Step
| Wall Right Side | [6 empty] | 1 | x | 11.83 | x | 11 | [5 empty] | = | 130.13
| Wall Left Side |  |  |  |  | 1 | x | 11.83 | x( | 4 | + | 5.5 | ) |  |  |  |  | = | 56.1925
2
| Wall Front Side | [6 empty] | 1 | x | 10 | x | 11 | [5 empty] | = | 110
| Landing | [6 empty] | 1 | x | 10.5 | x | 11 | [5 empty] | = | 115.5
Outside Plaster:
| Grid ( A2-A9 ) (Q2-Q9) |  |  |  |  | 1 | x | 2 | x | 31.83 | x | 37.5 | [5 empty] | = | 2387.25
| Grid ( 2A-2B) (2P-2Q) |  |  |  |  | 1 | x | 2 | x | 12.83 | x | 37.5 | [5 empty] | = | 962.25
| Grid (B2-B3) (P2-P3) |  |  |  |  | 1 | x | 2 | x | 4.33 | x | 37.5 | [5 empty] | = | 324.75
| Grid (3B-3C) (3N-3P) |  |  |  |  | 1 | x | 2 | x | 6.67 | x | 37.5 | [5 empty] | = | 500.25
| Grid (C1-C3) (N1-N3) |  |  |  |  | 1 | x | 2 | x | 9.33 | x | 37.5 | [5 empty] | = | 699.75
| Grid (C1-N1) |  |  |  |  | 1 | x | 2 | x | 43.84 | x | 37.5 | [5 empty] | = | 3288
| Grid (9A-9B) (9P-9Q) |  |  |  |  | 1 | x | 2 | x | 12.83 | x | 37.5 | [5 empty] | = | 962.25
| Grid (9B-9G) (9J-9P) |  |  |  |  | 1 | x | 2 | x | 23.92 | x | 37.5 | [5 empty] | = | 1794
[16 empty] | Total (i) |  |  | 23222.7925
Deduction
|  | W1 |  |  |  | 1 | x | 6 | x | 6 | x | 4 | [5 empty] | = | 144
|  | W2 |  |  |  | 1 | x | 2 | x | 4 | x | 4 | [5 empty] | = | 32
|  | W3 |  |  |  | 1 | x | 2 | x | 3.5 | x | 4 | [5 empty] | = | 28
|  | V1 |  |  |  | 1 | x | 6 | x | 2 | x | 2 | [5 empty] | = | 24
[16 empty] | Total (ii) |  |  | 172
| Net Qty (i-ii) |  | 23222.7925 |  |  |  | - |  | 172 | [6 empty] | Total |  | = | 23050.7925
| Net Qty (A+B) |  | 6411 |  |  |  | + |  | 23050.7925 | [6 empty] | Total (B) |  | = | 29461.7925
9 | Laying white marble flooring fine dressed in the surface without winding set in lime mortar 1:2 in/c rubbing and polishing of the joints.(b) 1" thick. (S.I.No.42/28-b)(1" thick flooring).
Marble Flooring
|  | Bed Room 1 |  |  |  | 1 | x | 12 | x | 16 | [7 empty] | = | 192
|  | Bed Room 2 |  |  |  | 1 | x | 12 | x | 15 | [7 empty] | = | 180
|  | Drawing Room |  |  |  | 1 | x | 12 | x | 15.5 | [7 empty] | = | 186
|  | Dinning Room |  |  |  | 1 | x | 10 | x | 12.5 | [7 empty] | = | 125
|  | Lounge |  |  |  | 1 | x | 10 | x | 16.5 | [7 empty] | = | 165
|  | Kitchen |  |  |  | 1 | x | 11 | x | 9 | [7 empty] | = | 99
|  | Passage |  |  |  | 1 | x | 3.5 | x | 15 | [7 empty] | = | 52.5
|  | Store |  |  |  | 1 | x | 5.75 | x | 7 | [7 empty] | = | 40.25
|  | Dressing Room |  |  |  | 1 | x | 5.75 | x | 7 | [7 empty] | = | 40.25
[18 empty] | = | 1080
| 2 No. Flats on Each Floor | [6 empty] | 1080 |  |  | x | 2 |  |  |  | Total (A) |  | = | 2160
Stair Case
|  | Trade |  | 1 | x | 2 | x | 11 | x | 5 | x | 1 | [5 empty] | = | 110
|  | Landing |  |  |  | 1 | x | 11 | x | 5 | [7 empty] | = | 55
[16 empty] | Total (B) |  |  | 165
Net Qty (A + B) |  |  | 2160 |  |  | + |  | 165 | [6 empty] | G. Total Sft |  |  | = | 2325
10 | Providing and fixing 3/8" thick marble tiles of approved quality and colour shade size 8" x 4"/6"x4" in dado skirting and facing removal/tucking of existing plaster surface etc over 1/2" thick base of cement mortar 1:3 setting mortar base including filling the joints and washing the tiles with white cement slurry current finishing cleaning and polishing etc complete. (ii) for old work. (S.I.No.48/68-ii).
Skirting
|  | Bed Room 1 |  | 1 | x | 2 | x( | 12 | x | 16 | )x | 0.5 | [5 empty] | = | 192
|  | Bed Room 2 |  | 1 | x | 2 | x( | 12 | x | 15 | )x | 0.5 | [5 empty] | = | 180
|  | Drawing Room |  | 1 | x | 2 | x( | 12 | x | 15.5 | )x | 0.5 | [5 empty] | = | 186
|  | Dinning Room |  | 1 | x | 2 | x( | 10 | x | 12.5 | )x | 0.5 | [5 empty] | = | 125
|  | Lounge |  | 1 | x | 2 | x( | 10 | x | 16.5 | )x | 0.5 | [5 empty] | = | 165
|  | Kitchen |  | 1 | x | 2 | x( | 11 | x | 9 | )x | 0.5 | [5 empty] | = | 99
|  | Passage |  | 1 | x | 2 | x( | 3.5 | x | 15 | )x | 0.5 | [5 empty] | = | 52.5
|  | Store |  | 1 | x | 2 | x( | 5.75 | x | 7 | )x | 0.5 | [5 empty] | = | 40.25
|  | Dressing Room |  | 1 | x | 2 | x( | 5.75 | x | 7 | )x | 0.5 | [5 empty] | = | 40.25
|  | Riser |  | 1 | x | 2 | x | 12 | x | 5 | x | 0.5 | [5 empty] | = | 60
[16 empty] | Total (i) |  | = | 1140
Deduction
| DD1 |  |  | 1 | x | 5 | x | 0.5 | [9 empty] | = | 2.5
| D1 | 1 | x | 5 | x | 3.5 | x | 0.5 | [9 empty] | = | 8.75
| D2 | 1 | x | 3 | x | 3 | x | 0.5 | [9 empty] | = | 4.5
| D3 | 1 | x | 3 | x | 2.5 | x | 0.5 | [9 empty] | = | 3.75
[16 empty] | Total (ii) |  |  | 15.75
Net Qty ( i - ii ) |  |  | 1140 |  |  | - |  | 15.75 | [7 empty] | Total |  | = | 1124.25
| 2 No. Flats on Each Floor | [6 empty] | 1124.25 |  |  | x | 2 |  |  |  | Total (A) |  | = | 2248.5
Landing Area
|  | Landing |  | 1 | x | 2 | x | 5 | x | 0.5 | [7 empty] | = | 5
|  | "" |  |  |  | 1 | x | 11 | x | 0.5 | [7 empty] | = | 5.5
[16 empty] | Total (B) |  |  | 10.5
Net Qty ( A+B ) |  |  | 2248.5 |  |  | + |  | 10.5 | [7 empty] | Total Sft |  | = | 2259
11 | Laying floors of approved colored glazed tiles 1/4" thick laid in white cement and pigment on a bed of 3/4" thick cement mortar 1:2. (S.I.No.42/25)
| Bath-1 |  |  |  |  | 1 | x | 5.75 | x | 7 | [7 empty] | = | 40.25
| Bath-2 |  |  |  |  | 1 | x | 5.75 | x | 7 | [7 empty] | = | 40.25
[16 empty] | Total (A) |  | = | 80.5
| 2 No. Flats on Each Floor | [6 empty] | 80.5 |  |  | x | 2 |  |  |  | Total |  | = | 161
12 | White glazed tile 1/4" thick dado jointed in white cement and laid over 1:2 cement sand mortar 3/4" thick including finishing.
| Bath-1 |  |  | 1 | x | 2 | x( | 5.75 | x | 7 | )x | 4 | [5 empty] | = | 102
| Bath-2 |  |  | 1 | x | 2 | x( | 5.75 | x | 7 | )x | 4 | [5 empty] | = | 102
|  | Kitchen |  | 1 | x | 2 | x( | 11 | + | 9 | )x | 4 | [5 empty] | = | 160
[16 empty] | Total (A) |  | = | 364
Deduction
|  |  |  | 1 | x | 2 | x | 2.5 | x | 4 | [7 empty] | = | 20
[6 empty] | 1 | x | 3 | x | 4 | [7 empty] | = | 12
[6 empty] | 1 | x | 3.5 | x | 2 | [7 empty] | = | 7
[16 empty] | Total (B) |  | = | 39
|  | Net Qty (A - B) |  |  | 364 |  |  | - |  | 39 | [6 empty] | Total | = | 325
| 2 No. Flats on Each Floor | [6 empty] | 325 |  |  | x | 2 |  |  |  | Total Sft |  | = | 650
13 | Providing and fixing in position doors windows and ventilators of 1st class deodar wood frames and 1-3/4" thick commercial ply veneer shutter of 1st class deodar skeletion (Hollow) and commercial ply wood (3-ply) on both side in/c: holdfast, hinges, iron tower bolts handles and cleats with cross and one mort ice lock and hook (S.I.no.58/9)(without chokhats).
| DD1 |  |  | 1 | x | 1 | x | 4.75 | x | 6.75 | [7 empty] | = | 32.0625
| V |  |  | 1 | x | 1 | x | 4.75 | x | 0.92 | [7 empty] | = | 4.37
| D1 |  |  | 1 | x | 5 | x | 3.25 | x | 6.75 | [7 empty] | = | 109.6875
| V |  |  | 1 | x | 5 | x | 3.25 | x | 0.92 | [7 empty] | = | 14.95
| D2 |  |  | 1 | x | 3 | x | 2.75 | x | 6.75 | [7 empty] | = | 55.6875
| V |  |  | 1 | x | 3 | x | 2.75 | x | 0.92 | [7 empty] | = | 7.59
| D3 |  |  | 1 | x | 3 | x | 2.25 | x | 6.75 | [7 empty] | = | 45.5625
| V |  |  | 1 | x | 3 | x | 2.25 | x | 0.92 | [7 empty] | = | 6.21
[16 empty] | Sft |  |  | 239.6875
| 2 No. Flats on Each Floor | [6 empty] | 239.6875 |  |  | x | 2 |  |  |  | Total Sft |  | = | 479.375
14 | Supply and fixing in position aluminum channel framing for sliding window ventilators of alcop made with 5 mm thick thinned glass glazed (Belgium) and aluminum fly screen in'/c: handles stopper and locking arragement etc complete. (Deluxe model boronze)(S.I.No.107/84-b).
| W1 |  |  | 1 | x | 3 | x | 6 | x | 4 | [7 empty] | = | 72
| W2 |  |  | 1 | x | 3 | x | 4 | x | 4 | [7 empty] | = | 48
| W3 |  |  | 1 | x | 2 | x | 3.5 | x | 4 | [7 empty] | = | 28
| V1 |  |  | 1 | x | 3 | x | 2 | x | 2 | [7 empty] | = | 12
[16 empty] | Sft |  |  | 160
| 2 No. Flats on Each Floor | [6 empty] | 160 |  |  | x | 2 |  |  |  | Total Sft |  | = | 320
15 | Primary coat of chalk under distemper. (S.I.No.61/25)
Ceiling
|  | Bed Room 1 |  |  |  | 1 | x | 12 | x | 16 | [7 empty] | = | 192
|  | Bed Room 2 |  |  |  | 1 | x | 12 | x | 15 | [7 empty] | = | 180
|  | Drawing Room |  |  |  | 1 | x | 12 | x | 15.5 | [7 empty] | = | 186
|  | Dinning Room |  |  |  | 1 | x | 10 | x | 12.5 | [7 empty] | = | 125
|  | Lounge |  |  |  | 1 | x | 10 | x | 16.5 | [7 empty] | = | 165
|  | Kitchen |  |  |  | 1 | x | 11 | x | 9 | [7 empty] | = | 99
|  | Passage |  |  |  | 1 | x | 3.5 | x | 15 | [7 empty] | = | 52.5
|  | Store |  |  |  | 1 | x | 5.75 | x | 7 | [7 empty] | = | 40.25
|  | Dressing Room |  |  |  | 1 | x | 5.75 | x | 7 | [7 empty] | = | 40.25
|  | Bath-1 |  |  |  | 1 | x | 5.75 | x | 7 | [7 empty] | = | 40.25
|  | Bath-2 |  |  |  | 1 | x | 5.75 | x | 7 | [7 empty] | = | 40.25
Walls
| Room 1 |  |  | 1 | x | 2 | x( | 11 | + | 13 | )x | 10.5 | [5 empty] | = | 504
| Room 2 |  |  | 1 | x | 2 | x( | 12 | + | 12 | )x | 10.5 | [5 empty] | = | 504
| Living Room |  |  | 1 | x | 2 | x( | 11 | + | 15 | )x | 10.5 | [5 empty] | = | 546
| Lounge |  |  | 1 | x | 2 | x( | 17 | + | 10 | )x | 10.5 | [5 empty] | = | 567
| Kitchen |  |  | 1 | x | 2 | x( | 8 | + | 6 | )x | 10.5 | [5 empty] | = | 294
| Store |  |  | 1 | x | 2 | x( | 5 | + | 6 | )x | 10.5 | [5 empty] | = | 231
|  | Bath-1 |  | 1 | x | 2 | x( | 6 | + | 7.25 | )x | 4 | [5 empty] | = | 106
|  | Bath-2 |  | 1 | x | 2 | x( | 6 | + | 7.25 | )x | 4 | [5 empty] | = | 106
[16 empty] | Total (A) |  |  | 4018.5
Deduction
| DD1 |  |  | 1 | x | 1 | x | 5 | x | 8 | [7 empty] | = | 40
| D1 |  |  | 1 | x | 5 | x | 3.5 | x | 8 | [7 empty] | = | 140
| D2 |  |  | 1 | x | 3 | x | 3 | x | 8 | [7 empty] | = | 72
| D3 |  |  | 1 | x | 3 | x | 2.5 | x | 8 | [7 empty] | = | 60
| W1 |  |  | 1 | x | 3 | x | 6 | x | 4 | [7 empty] | = | 72
| W2 |  |  | 1 | x | 3 | x | 4 | x | 4 | [7 empty] | = | 48
| W3 |  |  | 1 | x | 2 | x | 3.5 | x | 4 | [7 empty] | = | 28
| V1 |  |  | 1 | x | 3 | x | 2 | x | 2 | [7 empty] | = | 12
[17 empty] | Total (B) |  | 432
Net Qty (A-B ) |  |  | 4018.5 |  |  |  | - |  | 432 | [6 empty] | Total Qty |  | = | 3586.5
| 2 No. Flats on Each Floor | [6 empty] | 3586.5 |  |  | x | 2 |  |  |  | Total Sft |  | = | 7173
16 | Distempering in three coats.(S.I.No.54/24-a+b+c).
Internal Side
Ceiling
|  | Bed Room 1 |  |  |  | 1 | x | 12 | x | 16 | [7 empty] | = | 192
|  | Bed Room 2 |  |  |  | 1 | x | 12 | x | 15 | [7 empty] | = | 180
|  | Drawing Room |  |  |  | 1 | x | 12 | x | 15.5 | [7 empty] | = | 186
|  | Dinning Room |  |  |  | 1 | x | 10 | x | 12.5 | [7 empty] | = | 125
|  | Lounge |  |  |  | 1 | x | 10 | x | 16.5 | [7 empty] | = | 165
|  | Kitchen |  |  |  | 1 | x | 11 | x | 9 | [7 empty] | = | 99
|  | Passage |  |  |  | 1 | x | 3.5 | x | 15 | [7 empty] | = | 52.5
|  | Store |  |  |  | 1 | x | 5.75 | x | 7 | [7 empty] | = | 40.25
|  | Dressing Room |  |  |  | 1 | x | 5.75 | x | 7 | [7 empty] | = | 40.25
|  | Bath-1 |  |  |  | 1 | x | 5.75 | x | 7 | [7 empty] | = | 40.25
|  | Bath-2 |  |  |  | 1 | x | 5.75 | x | 7 | [7 empty] | = | 40.25
Walls
| Room 1 |  |  | 1 | x | 2 | x( | 11 | + | 13 | )x | 10.5 | [5 empty] | = | 504
| Room 2 |  |  | 1 | x | 2 | x( | 12 | + | 12 | )x | 10.5 | [5 empty] | = | 504
| Living Room |  |  | 1 | x | 2 | x( | 11 | + | 15 | )x | 10.5 | [5 empty] | = | 546
| Lounge |  |  | 1 | x | 2 | x( | 17 | + | 10 | )x | 10.5 | [5 empty] | = | 567
| Kitchen |  |  | 1 | x | 2 | x( | 8 | + | 6 | )x | 10.5 | [5 empty] | = | 294
| Store |  |  | 1 | x | 2 | x( | 5 | + | 6 | )x | 10.5 | [5 empty] | = | 231
|  | Bath-1 |  | 1 | x | 2 | x( | 6 | + | 7.25 | )x | 4 | [5 empty] | = | 106
|  | Bath-2 |  | 1 | x | 2 | x( | 6 | + | 7.25 | )x | 4 | [5 empty] | = | 106
[16 empty] | Total (A) |  |  | 4018.5
Deduction
| DD1 |  |  | 1 | x | 1 | x | 5 | x | 8 | [7 empty] | = | 40
| D1 |  |  | 1 | x | 5 | x | 3.5 | x | 8 | [7 empty] | = | 140
| D2 |  |  | 1 | x | 3 | x | 3 | x | 8 | [7 empty] | = | 72
| D3 |  |  | 1 | x | 3 | x | 2.5 | x | 8 | [7 empty] | = | 60
| W1 |  |  | 1 | x | 3 | x | 6 | x | 4 | [7 empty] | = | 72
| W2 |  |  | 1 | x | 3 | x | 4 | x | 4 | [7 empty] | = | 48
| W3 |  |  | 1 | x | 2 | x | 3.5 | x | 4 | [7 empty] | = | 28
| V1 |  |  | 1 | x | 3 | x | 2 | x | 2 | [7 empty] | = | 12
[17 empty] | Total (B) |  | 432
Net Qty (A-B ) |  |  | 4018.5 |  |  |  | - |  | 432 | [6 empty] | Total Qty |  | = | 3586.5
| 2 No. Flats on Each Floor | [6 empty] | 3586.5 |  |  | x | 2 |  |  |  | Total Sft |  | = | 7173
Stair Case
1st Step
| 1st /2nd waist | [6 empty] | 2 | x | 11 | x | 4 | [5 empty] | = | 88
| Landing | [6 empty] | 1 | x | 10.5 | x | 4 | [5 empty] | = | 42
| Wall Right Side |  |  |  |  | 1 | x | 11.83 | x( | 0.5 | + | 5.5 | ) |  |  |  |  | = | 35.49
2
| Wall Left Side |  |  |  |  | 1 | x | 11.83 | x( | 11 | + | 5.5 | ) |  |  |  |  | = | 97.5975
2
| Wall Front Side | [6 empty] | 1 | x | 10 | x | 11 | [5 empty] | = | 110
2nd Step
| Wall Right Side | [6 empty] | 1 | x | 11.83 | x | 11 | [5 empty] | = | 130.13
| Wall Left Side |  |  |  |  | 1 | x | 11.83 | x( | 4 | + | 5.5 | ) |  |  |  |  | = | 56.1925
2
| Wall Front Side | [6 empty] | 1 | x | 10 | x | 11 | [5 empty] | = | 110
| Landing | [6 empty] | 1 | x | 10.5 | x | 11 | [5 empty] | = | 115.5
3rd Step
| Wall Right Side | [6 empty] | 1 | x | 11.83 | x | 11 | [5 empty] | = | 130.13
| Wall Left Side |  |  |  |  | 1 | x | 11.83 | x( | 4 | + | 5.5 | ) |  |  |  |  | = | 56.1925
2
| Wall Front Side | [6 empty] | 1 | x | 10 | x | 11 | [5 empty] | = | 110
| Landing | [6 empty] | 1 | x | 10.5 | x | 11 | [5 empty] | = | 115.5
[16 empty] | Total (B) |  |  | 1196.7325
Net Qty (A+B ) |  |  | 7173 |  |  |  | + |  | 1196.7325 | [6 empty] | Total G |  | = | 8369.7325
External Side Building
| Grid ( A2-A9 ) (Q2-Q9) |  |  |  |  | 1 | x | 2 | x | 31.83 | x | 37.5 | [5 empty] | = | 2387.25
| Grid ( 2A-2B) (2P-2Q) |  |  |  |  | 1 | x | 2 | x | 12.83 | x | 37.5 | [5 empty] | = | 962.25
| Grid (B2-B3) (P2-P3) |  |  |  |  | 1 | x | 2 | x | 4.33 | x | 37.5 | [5 empty] | = | 324.75
| Grid (3B-3C) (3N-3P) |  |  |  |  | 1 | x | 2 | x | 6.67 | x | 37.5 | [5 empty] | = | 500.25
| Grid (C1-C3) (N1-N3) |  |  |  |  | 1 | x | 2 | x | 9.33 | x | 37.5 | [5 empty] | = | 699.75
| Grid (C1-N1) |  |  |  |  | 1 | x | 2 | x | 43.84 | x | 37.5 | [5 empty] | = | 3288
| Grid (9A-9B) (9P-9Q) |  |  |  |  | 1 | x | 2 | x | 12.83 | x | 37.5 | [5 empty] | = | 962.25
| Grid (9B-9G) (9J-9P) |  |  |  |  | 1 | x | 2 | x | 23.92 | x | 37.5 | [5 empty] | = | 1794
Parapet Wall
| Grid ( A2-A9 ) (Q2-Q9) |  |  |  |  | 1 | x | 2 | x | 31.83 | x | 3.5 | [5 empty] | = | 222.81
| Grid ( 2A-2B) (2P-2Q) |  |  |  |  | 1 | x | 2 | x | 12.83 | x | 3.5 | [5 empty] | = | 89.81
| Grid (B2-B3) (P2-P3) |  |  |  |  | 1 | x | 2 | x | 4.33 | x | 3.5 | [5 empty] | = | 30.31
| Grid (3B-3C) (3N-3P) |  |  |  |  | 1 | x | 2 | x | 6.67 | x | 3.5 | [5 empty] | = | 46.69
| Grid (C1-C3) (N1-N3) |  |  |  |  | 1 | x | 2 | x | 9.33 | x | 3.5 | [5 empty] | = | 65.31
| Grid (C1-N1) |  |  |  |  | 1 | x | 2 | x | 43.84 | x | 3.5 | [5 empty] | = | 306.88
| Grid (9A-9B) (9P-9Q) |  |  |  |  | 1 | x | 2 | x | 12.83 | x | 3.5 | [5 empty] | = | 89.81
| Grid (9B-9G) (9J-9P) |  |  |  |  | 1 | x | 2 | x | 23.92 | x | 3.5 | [5 empty] | = | 167.44
Stair Case
| Grid (G-J)(9-10) |  |  |  |  | 2 | x | 13 | x | 34.5 | [7 empty] | = | 897
| Grid (G10-J9) |  |  |  |  | 1 | x | 11.5 | x | 34.5 | [7 empty] | = | 396.75
Stair Tower
| Long Wall |  |  |  |  | 2 | x | 13 | x | 10.5 | [7 empty] | = | 273
| Short Wall |  |  |  |  | 2 | x | 11.5 | x | 10.5 | [7 empty] | = | 241.5
[16 empty] | Total (i) |  |  | 59997.5075
Deduction
|  | W1 |  |  |  | 1 | x | 6 | x | 6 | x | 4 | [5 empty] | = | 144
|  | W2 |  |  |  | 1 | x | 2 | x | 4 | x | 4 | [5 empty] | = | 32
|  | W3 |  |  |  | 1 | x | 2 | x | 3.5 | x | 4 | [5 empty] | = | 28
|  | V1 |  |  |  | 1 | x | 6 | x | 2 | x | 2 | [5 empty] | = | 24
[16 empty] | Total (ii) |  |  | 172
| Net Qty (i-ii) |  | 59997.5075 |  |  |  | - |  | 172 | [6 empty] | Total |  | = | 59825.5075
| Total Net Qty (i+ii) |  |  |  |  | 8369.7325 |  |  |  | (+) | 59825.5075 |  |  | G.Total Qty |  |  |  | = | 68195.24
17 | Painting new surface preparing surface painting doors and window any type (three coats) (S.I.No.70/5-c-ii).
| DD1 |  |  |  |  | 1 | x | 2 | x | 4.75 | x | 6.75 | [5 empty] | = | 64.125
| V |  |  |  |  | 1 | x | 2 | x | 4.75 | x | 0.92 | [5 empty] | = | 8.74
| D1 |  |  |  |  | 5 | x | 2 | x | 3.25 | x | 6.75 | [5 empty] | = | 219.375
| V |  |  |  |  | 5 | x | 2 | x | 3.25 | x | 0.92 | [5 empty] | = | 29.9
| D2 |  |  |  |  | 3 | x | 2 | x | 2.75 | x | 6.75 | [5 empty] | = | 111.375
| V |  |  |  |  | 3 | x | 2 | x | 2.75 | x | 0.92 | [5 empty] | = | 15.18
| D3 |  |  |  |  | 3 | x | 2 | x | 2.25 | x | 6.75 | [5 empty] | = | 91.125
| V |  |  |  |  | 3 | x | 2 | x | 2.25 | x | 0.92 | [5 empty] | = | 12.42
[16 empty] | Total |  |  | 552.24
| 2 No. Flats on Each Floor | [6 empty] | 552.24 |  |  | x | 2 |  |  |  | G. Total |  | = | 1104.48
18 | Providing and Install MS Railing of best quality using 1-½ dia MS pipe (12Swg) handrail with ½" x ½" MS Bar for vertical support 3" x 1-½" Ms Box Section including Powder Coating, all hardwires, wastage clamps, embended in concrete fixing etc.
| Ground to Landing |  |  |  |  | 1 | x | 12.83 | [9 empty] | = | 12.83
| Landing to First Floor |  |  |  |  | 1 | x | 11.75 | [9 empty] | = | 11.75
| 1st Floor to Landing |  |  |  |  | 1 | x | 12.83 | [9 empty] | = | 12.83
| Landing to 2nd Floor |  |  |  |  | 1 | x | 11.75 | [9 empty] | = | 11.75
| 2nd floor to Landing |  |  |  |  | 1 | x | 12.83 | [9 empty] | = | 12.83
| Landing to Roof |  |  |  |  | 1 | x | 13 | [9 empty] | = | 13
Gallery
|  |  |  | 2 | x | 3 | x( | 4 | + | 9 | + | 4 | ) |  |  |  |  | = | 102
176.99
19 | P/L 1" thick c.c. topping 1:2:4 in/c: surface finishing and dividing into panels 2" thick (S.I Nop.16-c/P-46)
Slab
Grid (A- B)(P-Q)(2-9) | [5 empty] | 2 | x | 32 | x | 13 | [7 empty] | = | 832
Grid (C-N)(1-3) | [5 empty] | 1 | x | 44.5 | x | 10 | [7 empty] | = | 445
Grid (B-P)(3-9) | [5 empty] | 1 | x | 58.18 | x | 26.83 | [7 empty] | = | 1560.9694
[16 empty] | Total |  | = | 2837.9694
20 | Two coats of bituman laid using 34 lbs for % sft over roof & blinded with one cft per % sft. (S.No.13/P-35)
Slab
| Grid (A- B)(P-Q)(2-9) |  |  |  |  | 2 | x | 32 | x | 13 | [7 empty] | = | 832
| Grid (C-N)(1-3) |  |  |  |  | 1 | x | 44.5 | x | 10 | [7 empty] | = | 445
| Grid (B-P)(3-9) |  |  |  |  | 1 | x | 58.18 | x | 26.83 | [7 empty] | = | 1560.9694
[16 empty] | Total |  | = | 2837.9694
21 | Extra Labour for each story above ground floor for mosaic conglate or tile stone and wooden floor. (S.I)
Slab
| Grid (A- B)(P-Q)(2-9) |  |  |  |  | 2 | x | 32 | x | 13 | [7 empty] | = | 832
| Grid (C-N)(1-3) |  |  |  |  | 1 | x | 44.5 | x | 10 | [7 empty] | = | 445
| Grid (B-P)(3-9) |  |  |  |  | 1 | x | 58.18 | x | 26.83 | [7 empty] | = | 1560.9694
[16 empty] | Total |  | = | 2837.9694

## Lead Charts (hidden)
CHART No.1
RATE ANALYSIS FOR HILL SAND FROM SUPER HIGHWAY
|  |  |  | M | - | F
| From Quarry to Super Highway |  |  | 10 | - | 0
| From Super Highway 35.00 to Sohrab Goth |  |  | 35 | - | 0
| From Sohrab Goth to Board Office |  |  | 12 | - | 0
| From Board Office to Habib Bank |  |  | 6 | - | 0
| From Habib Bank to Site of Work |  |  | 10 | - | 0
Total |  |  |  | 73
|  |  | 6 Mile (-) | 6
67
Rate for 1st 6 Miles |  |  |  | 771.96 | %Cft
Remaining 67.0 Mile @ Rs: 32/56 P.Mile. |  |  |  | 2181.52
Total |  |  |  | 2953.48 | %Cft
Sub-Engineer |  | ASSITANT ENGINEER |  | EXECUTIVE ENGINEER
|  | BUILDING GADAP TOWN |  | BUILDING -II W&S DEPARTMENT
|  | KARACHI. |  | KARACHI.
CHART No.2
RATE ANALYSIS FOR CRUSH/STONE METAL FROM HUB CRUSHER PLANT
|  |  |  | M | - | F
| From Quarry to Hub River Road |  |  | 6 | - | 0
| From Hub River to Shershah Chowk |  |  | 14 | - | 0
| From Shershah Chowk to GCT Collage |  |  | 9 | - | 0
| GCT Collage to Attock Pump |  |  | 4 | - | 0
| Attock Pump to Site of Work |  |  | 3 | - | 0
Total |  |  |  | 36
|  |  | 6 Mile (-) | 6
30
Rate for 1st 6 Miles |  |  |  | 771.96 | %Cft
Remaining 30 Mile @ Rs: 32/56 P.Mile. |  |  |  | 976.8
Total |  |  |  | 1748.76 | %Cft
Sub-Engineer |  | ASSITANT ENGINEER |  | EXECUTIVE ENGINEER
|  | BUILDING GADAP TOWN |  | BUILDING -II W&S DEPARTMENT
|  | KARACHI. |  | KARACHI.
CHART No.3
RATE ANALYSIS FOR CEMENT FROM LUCKY CEMENT FACTORY
|  |  |  | M | - | F
| From Factory to Tool Plaza |  |  | 20 | - | 0
| From Tool Plaza to Sohrab Goth |  |  | 19 | - | 0
| From Sohrab Goth to Site of Work |  |  | 20 | - | 0
Total |  |  |  | 59
|  |  | 2 Mile (-) | 2
57
Rate for 1st 2 Miles |  |  |  | 7.53 | P.Bag
Remaining 57 Mile @ Rs: 0.60 P.Mile. |  |  |  | 34.2
Total |  |  |  | 41.73 | P.Bag
Sub-Engineer |  | ASSITANT ENGINEER |  | EXECUTIVE ENGINEER
|  | BUILDING GADAP TOWN |  | BUILDING -II W&S DEPARTMENT
|  | KARACHI. |  | KARACHI.
CHART No.4
RATE ANALYSIS FOR STEEL FROM S.I.T.E AREA, KARACHI.
|  |  |  | M | - | F
| From Steel Mill to Habib Bank Chowk |  |  | 4 | - | 0
| From Habib Bank Chowk to SherShah |  |  | 4 | - | 0
| From Shershah to Site of Work |  |  | 8 | - | 0
Total |  |  |  | 16
|  |  | 6 Mile (-) | 6
10
Rate for 1st 6 Miles |  |  |  | 771.96
Remaining 10.0 Mile @ Rs: 32/56 P.Mile. |  |  |  | 325.6
Total |  |  |  | 1097.56 | %Cft
|  |  |  | 10.97 | P.Cwt
Sub-Engineer |  | ASSITANT ENGINEER |  | EXECUTIVE ENGINEER
|  | BUILDING GADAP TOWN |  | BUILDING -II W&S DEPARTMENT
|  | KARACHI. |  | KARACHI.
Rate Analysis
RATE ANALYSIS FOR NEW EARTH FROM S.I.T.E AREA, KARACHI.
|  |  |  | M | - | F
| From Quarry to Hub River Road |  |  | 6 | - | 0
| From Hub River to Shershah Chowk |  |  | 11 | - | 0
| From Shershah Chowk to GCT Collage |  |  | 8 | - | 0
| GCT Collage to Attock Pump |  |  | 3 | - | 0
| Attock Pump to Site of Work |  |  | 3 | - | 0
Total |  |  |  | 31
|  |  | 6 Mile (-) | 6
25
Rate for 1st 6 Miles |  |  |  | 771.96 | %Cft
Remaining 25 Mile @ Rs: 32/56 P.Mile. |  |  |  | 814
Total |  |  |  | 1585.96 | %Cft
Sub-Engineer |  | ASSITANT ENGINEER |  | EXECUTIVE ENGINEER
|  | BUILDING GADAP TOWN |  | BUILDING -II W&S DEPARTMENT
|  | KARACHI. |  | KARACHI.

## Cart of Mat (hidden)
CARTAGE OF MATERIAL
NAME OF WORK: Establishment of Cardiac Emergency Centre in Baldia Town, Karachi.
Garrage
S.No | Description of Items | QUANTITY |  | STONE METAL |  | HILL SAND |  | CRUSH |  | CEMENT |  | STEEL
1 | R.C.C 1:1½:3 | 114.57 | Cft | - | - | 42% | 48.1194 | 84% | 96.2388 | 22.4% | 25.6637
2 | R.C.C 1:2:4 | 756.88 | Cft |  |  | 48% | 363.3024 | 88% | 666.0544 | 9.6% | 72.6605
3 | C.C Plain 1:3:6 | 196.3 | Cft |  |  | 46% | 90.298 | 92% | 180.596 | 13% | 25.519
4 | C.C 1:4:8 | 410.51 | Cft | 96% | 394.0896 | 48% | 197.0448 | - | - | 9.6% | 39.409
5 | Fabrication | 70.93 | Cwt | - | - | - | - | - | - | - | - | 70.93
6 | C.C. Block Masonary | 418.85 | Cft | - | - | 65.4% | 273.9279 | 74% | 309.949 | 13.91% | 58.262
7 | Cement Plaster ½" thick | 2273.59 | Sft | - | - | 4% | 90.9436 | - | - | 0.53% | 12.05
8 | Cement Plaster 3/8" thick |  | Sft | - | - | 3% | 0 | - | - | 0.57% | 0
9 | Laying Marble 1" thick |  | Sft | - | - | 5.5% | 0 | 11% | 0 | 2.2% | 0
10 | Marble Skirting 3/8 thick |  | Sft | - | - | 3.4% | 0 | - | - | 0.88% | 0
11 | Glazed tile Skirting |  | Sft | - | - | 5.2% | 0 | - | - | 2.26% | 0
12 | Glazed tile 6" x 6" x ½" |  | Sft | - | - | 5% | 0 | - | - | 1.93% | 0
13 | C.C Topping 2" Thick | 53.46 | Sft | - | - | 7.4% | 3.956 | 14% | 7.4844 | 3% | 1.6038
| Total Ratio Quantity |  |  | 394.0896 |  | 1067.5921 |  | 1260.3226 |  |  | 235.168 | 70.93
| Total @ Rs: |  |  | 1732.48 | P.%Cft | 2953.48 | P.% Cft | 1732.48 | P.%Cft | 41.73 | P.Bag | 10.97 | P.Cwt
|  |  |  | 6827.5235 |  | 31531.1203 |  | 21834.837 |  | 98.1356 |  | 778.1021
| Rs: | 61069.7185
| SUB- ENGINEER |  | ASSISTANT ENGINEER | [5 empty] | EXECUTIVE ENGINEER
|  |  | BUILDING GADAP TOWN | [5 empty] | BUILDING -II W&S DEPARTMENT
|  |  | KARACHI | [5 empty] | KARACHI
CARTAGE OF MATERIAL
NAME OF WORK: Establishment of Cardiac Emergency Centre in Baldia Town, Karachi.
Generator Room
S.No | Description of Items | QUANTITY |  | STONE METAL |  | HILL SAND |  | CRUSH |  | CEMENT |  | STEEL
1 | R.C.C 1:1½:3 | 160.8 | Cft | - | - | 42% | 67.536 | 84% | 135.072 | 22.4% | 36.0192
2 | R.C.C 1:2:4 | 1180.16 | Cft |  |  | 48% | 566.4768 | 88% | 1038.5408 | 9.6% | 113.2954
3 | C.C Plain 1:3:6 | 294.8 | Cft |  |  | 46% | 135.608 | 92% | 271.216 | 13% | 38.324
4 | C.C 1:4:8 | 687.57 | Cft | 96% | 660.0672 | 48% | 330.0336 | - | - | 9.6% | 66.0067
5 | Fabrication | 104.59 | Cwt | - | - | - | - | - | - | - | - | 104.59
6 | C.C. Block Masonary | 262 | Cft | - | - | 65.4% | 171.348 | 74% | 193.88 | 13.91% | 36.4442
7 | Cement Plaster ½" thick | 2353 | Sft | - | - | 4% | 94.12 | - | - | 0.53% | 12.4709
8 | Cement Plaster 3/8" thick |  | Sft | - | - | 3% | 0 | - | - | 0.57% | 0
9 | Laying Marble 1" thick |  | Sft | - | - | 5.5% | 0 | 11% | 0 | 2.2% | 0
10 | Marble Skirting 3/8 thick |  | Sft | - | - | 3.4% | 0 | - | - | 0.88% | 0
11 | Glazed tile Skirting |  | Sft | - | - | 5.2% | 0 | - | - | 2.26% | 0
12 | Glazed tile 6" x 6" x ½" |  | Sft | - | - | 5% | 0 | - | - | 1.93% | 0
13 | C.C Topping 2" Thick | 857 | Sft | - | - | 7.4% | 63.418 | 14% | 119.98 | 3% | 25.71
| Total Ratio Quantity |  |  | 660.0672 |  | 1428.5404 |  | 1758.6888 |  |  | 328.2704 | 104.59
| Total @ Rs: |  |  | 1732.48 | P.%Cft | 2953.48 | P.% Cft | 1732.48 | P.%Cft | 41.73 | P.Bag | 10.97 | P.Cwt
|  |  |  | 11435.5322 |  | 42191.655 |  | 30468.9317 |  | 136.9872 |  | 1147.3523
| Rs: | 85380.4585
| SUB- ENGINEER |  | ASSISTANT ENGINEER | [5 empty] | EXECUTIVE ENGINEER
|  |  | BUILDING GADAP TOWN | [5 empty] | BUILDING -II W&S DEPARTMENT
|  |  | KARACHI | [5 empty] | KARACHI
CARTAGE OF MATERIAL
NAME OF WORK: Establishment of Cardiac Emergency Centre in Baldia Town, Karachi.
K.E.S.C Sub Station
S.No | Description of Items | QUANTITY |  | STONE METAL |  | HILL SAND |  | CRUSH |  | CEMENT |  | STEEL
1 | R.C.C 1:1½:3 | 161.85 | Cft | - | - | 42% | 67.977 | 84% | 135.954 | 22.4% | 36.2544
2 | R.C.C 1:2:4 | 1300.45 | Cft |  |  | 48% | 624.216 | 88% | 1144.396 | 9.6% | 124.8432
3 | C.C Plain 1:3:6 | 270.26 | Cft |  |  | 46% | 124.3196 | 92% | 248.6392 | 13% | 35.1338
4 | C.C 1:4:8 | 820.16 | Cft | 96% | 787.3536 | 48% | 393.6768 | - | - | 9.6% | 78.7354
5 | Fabrication | 99.02 | Cwt | - | - | - | - | - | - | - | - | 99.02
6 | C.C. Block Masonary | 262 | Cft | - | - | 65.4% | 171.348 | 74% | 193.88 | 13.91% | 36.4442
7 | Cement Plaster ½" thick | 2353 | Sft | - | - | 4% | 94.12 | - | - | 0.53% | 12.4709
8 | Cement Plaster 3/8" thick |  | Sft | - | - | 3% | 0 | - | - | 0.57% | 0
9 | Laying Marble 1" thick |  | Sft | - | - | 5.5% | 0 | 11% | 0 | 2.2% | 0
10 | Marble Skirting 3/8 thick |  | Sft | - | - | 3.4% | 0 | - | - | 0.88% | 0
11 | Glazed tile Skirting |  | Sft | - | - | 5.2% | 0 | - | - | 2.26% | 0
12 | Glazed tile 6" x 6" x ½" |  | Sft | - | - | 5% | 0 | - | - | 1.93% | 0
13 | C.C Topping 2" Thick | 1002 | Sft | - | - | 7.4% | 74.148 | 14% | 140.28 | 3% | 30.06
| Total Ratio Quantity |  |  | 787.3536 |  | 1549.8054 |  | 1863.1492 |  |  | 353.9419 | 99.02
| Total @ Rs: |  |  | 1732.48 | P.%Cft | 2953.48 | P.% Cft | 1732.48 | P.%Cft | 41.73 | P.Bag | 10.97 | P.Cwt
|  |  |  | 13640.7436 |  | 45773.1925 |  | 32278.6873 |  | 147.6999 |  | 1086.2494
| Rs: | 92926.5728
| SUB- ENGINEER |  | ASSISTANT ENGINEER | [5 empty] | EXECUTIVE ENGINEER
|  |  | BUILDING GADAP TOWN | [5 empty] | BUILDING -II W&S DEPARTMENT
|  |  | KARACHI | [5 empty] | KARACHI
CARTAGE OF MATERIAL
NAME OF WORK: Establishment of Cardiac Emergency Centre in Baldia Town, Karachi.
Kitchen
S.No | Description of Items | QUANTITY |  | STONE METAL |  | HILL SAND |  | CRUSH |  | CEMENT |  | STEEL
1 | R.C.C 1:1½:3 | 171.86 | Cft | - | - | 42% | 72.1812 | 84% | 144.3624 | 22.4% | 38.4966
2 | R.C.C 1:2:4 | 2319.39 | Cft |  |  | 48% | 1113.3072 | 88% | 2041.0632 | 9.6% | 222.6614
3 | C.C Plain 1:3:6 | 683.42 | Cft |  |  | 46% | 314.3732 | 92% | 628.7464 | 13% | 88.8446
4 | C.C 1:4:8 | 2512.23 | Cft | 96% | 2411.7408 | 48% | 1205.8704 | - | - | 9.6% | 241.1741
5 | Fabrication | 228.19 | Cwt | - | - | - | - | - | - | - | - | 228.19
6 | C.C. Block Masonary | 621 | Cft | - | - | 65.4% | 406.134 | 74% | 459.54 | 13.91% | 86.3811
7 | Cement Plaster ½" thick | 5915 | Sft | - | - | 4% | 236.6 | - | - | 0.53% | 31.3495
8 | Cement Plaster 3/8" thick |  | Sft | - | - | 3% | 0 | - | - | 0.57% | 0
9 | Laying Marble 1" thick | 1291 | Sft | - | - | 5.5% | 71.005 | 11% | 142.01 | 2.2% | 28.402
10 | Marble Skirting 3/8 thick | 752 | Sft | - | - | 3.4% | 25.568 | - | - | 0.88% | 6.6176
11 | Glazed tile Skirting |  | Sft | - | - | 5.2% | 0 | - | - | 2.26% | 0
12 | Glazed tile 6" x 6" x ½" | 450 | Sft | - | - | 5% | 22.5 | - | - | 1.93% | 8.685
13 | C.C Topping 2" Thick | 1556 | Sft | - | - | 7.4% | 115.144 | 14% | 217.84 | 3% | 46.68
| Total Ratio Quantity |  |  | 2411.7408 |  | 3582.683 |  | 3633.562 |  |  | 799.292 | 228.19
| Total @ Rs: |  |  | 1732.48 | P.%Cft | 2953.48 | P.% Cft | 1732.48 | P.%Cft | 41.73 | P.Bag | 10.97 | P.Cwt
|  |  |  | 41782.927 |  | 105813.8259 |  | 62950.7349 |  | 333.5445 |  | 2503.2443
| Rs: | 213384.2767
| SUB- ENGINEER |  | ASSISTANT ENGINEER | [5 empty] | EXECUTIVE ENGINEER
|  |  | BUILDING GADAP TOWN | [5 empty] | BUILDING -II W&S DEPARTMENT
|  |  | KARACHI | [5 empty] | KARACHI
CARTAGE OF MATERIAL
NAME OF WORK: Establishment of Cardiac Emergency Centre in Baldia Town, Karachi.
Compound Wall
S.No | Description of Items | QUANTITY |  | STONE METAL |  | HILL SAND |  | CRUSH |  | CEMENT |  | STEEL
1 | R.C.C 1:1½:3 |  | Cft | - | - | 42% | 0 | 84% | 0 | 22.4% | 0
2 | R.C.C 1:2:4 | 1525.09 | Cft |  |  | 48% | 732.0432 | 88% | 1342.0792 | 9.6% | 146.4086
3 | C.C Plain 1:3:6 | 5165.2 | Cft |  |  | 46% | 2375.992 | 92% | 4751.984 | 13% | 671.476
4 | C.C 1:4:8 | 4844 | Cft | 96% | 4650.24 | 48% | 2325.12 | - | - | 9.6% | 465.024
5 | Fabrication | 95.91 | Cwt | - | - | - | - | - | - | - | - | 95.91
6 | C.C. Block Masonary | 2891.5 | Cft | - | - | 65.4% | 1891.041 | 74% | 2139.71 | 13.91% | 402.2077
7 | Cement Plaster ½" thick | 6080 | Sft | - | - | 4% | 243.2 | - | - | 0.53% | 32.224
8 | Cement Plaster 3/8" thick |  | Sft | - | - | 3% | 0 | - | - | 0.57% | 0
9 | Laying Marble 1" thick |  | Sft | - | - | 5.5% | 0 | 11% | 0 | 2.2% | 0
10 | Marble Skirting 3/8 thick |  | Sft | - | - | 3.4% | 0 | - | - | 0.88% | 0
11 | Glazed tile Skirting |  | Sft | - | - | 5.2% | 0 | - | - | 2.26% | 0
12 | Glazed tile 6" x 6" x ½" |  | Sft | - | - | 5% | 0 | - | - | 1.93% | 0
13 | C.C Topping 2" Thick |  | Sft | - | - | 7.4% | 0 | 14% | 0 | 3% | 0
| Total Ratio Quantity |  |  | 4650.24 |  | 7567.3962 |  | 8233.7732 |  |  | 1717.3403 | 95.91
| Total @ Rs: |  |  | 1732.48 | P.%Cft | 2953.48 | P.% Cft | 1732.48 | P.%Cft | 41.73 | P.Bag | 10.97 | P.Cwt
|  |  |  | 80564.478 |  | 223501.5333 |  | 142648.4739 |  | 716.6461 |  | 1052.1327
| Rs: | 448483.264
| SUB- ENGINEER |  | ASSISTANT ENGINEER | [5 empty] | EXECUTIVE ENGINEER
|  |  | BUILDING GADAP TOWN | [5 empty] | BUILDING -II W&S DEPARTMENT
|  |  | KARACHI | [5 empty] | KARACHI
CARTAGE OF MATERIAL
NAME OF WORK: Establishment of Cardiac Emergency Centre in Baldia Town, Karachi.
UG Tank Main Building & Residential Flats
S.No | Description of Items | QUANTITY |  | STONE METAL |  | HILL SAND |  | CRUSH |  | CEMENT |  | STEEL
1 | R.C.C 1:1½:3 |  | Cft | - | - | 42% | 0 | 84% | 0 | 22.4% | 0
2 | R.C.C 1:2:4 | 8175.35 | Cft |  |  | 48% | 3924.168 | 88% | 7194.308 | 9.6% | 784.8336
3 | C.C Plain 1:3:6 |  | Cft |  |  | 46% | 0 | 92% | 0 | 13% | 0
4 | C.C 1:4:8 | 2155.35 | Cft | 96% | 2069.136 | 48% | 1034.568 | - | - | 9.6% | 206.9136
5 | Fabrication | 954.27 | Cwt | - | - | - | - | - | - | - | - | 954.27
6 | C.C. Block Masonary |  | Cft | - | - | 65.4% | 0 | 74% | 0 | 13.91% | 0
7 | Cement Plaster ½" thick |  | Sft | - | - | 4% | 0 | - | - | 0.53% | 0
8 | Cement Plaster 3/8" thick |  | Sft | - | - | 3% | 0 | - | - | 0.57% | 0
9 | Laying Marble 1" thick |  | Sft | - | - | 5.5% | 0 | 11% | 0 | 2.2% | 0
10 | Marble Skirting 3/8 thick |  | Sft | - | - | 3.4% | 0 | - | - | 0.88% | 0
11 | Glazed tile Skirting |  | Sft | - | - | 5.2% | 0 | - | - | 2.26% | 0
12 | Glazed tile 6" x 6" x ½" |  | Sft | - | - | 5% | 0 | - | - | 1.93% | 0
13 | C.C Topping 2" Thick |  | Sft | - | - | 7.4% | 0 | 14% | 0 | 3% | 0
| Total Ratio Quantity |  |  | 2069.136 |  | 4958.736 |  | 7194.308 |  |  | 991.7472 | 954.27
| Total @ Rs: |  |  | 1732.48 | P.%Cft | 2953.48 | P.% Cft | 1732.48 | P.%Cft | 41.73 | P.Bag | 10.97 | P.Cwt
|  |  |  | 35847.3674 |  | 146455.276 |  | 124639.9472 |  | 413.8561 |  | 10468.3419
| Rs: | 317824.7886
| SUB- ENGINEER |  | ASSISTANT ENGINEER | [5 empty] | EXECUTIVE ENGINEER
|  |  | BUILDING GADAP TOWN | [5 empty] | BUILDING -II W&S DEPARTMENT
|  |  | KARACHI | [5 empty] | KARACHI
CARTAGE OF MATERIAL
NAME OF WORK: Establishment of Cardiac Emergency Centre in Baldia Town, Karachi.
Category V Ground Floor
S.No | Description of Items | QUANTITY |  | STONE METAL |  | HILL SAND |  | CRUSH |  | CEMENT |  | STEEL
1 | R.C.C 1:1½:3 | 361 | Cft | - | - | 42% | 151.62 | 84% | 303.24 | 22.4% | 80.864
2 | R.C.C 1:2:4 | 3644 | Cft |  |  | 48% | 1749.12 | 88% | 3206.72 | 9.6% | 349.824
3 | C.C Plain 1:3:6 | 1745 | Cft |  |  | 46% | 802.7 | 92% | 1605.4 | 13% | 226.85
4 | C.C 1:4:8 | 2264 | Cft | 96% | 2173.44 | 48% | 1086.72 | - | - | 9.6% | 217.344
5 | Fabrication | 374.6 | Cwt | - | - | - | - | - | - | - | - | 374.6
6 | C.C. Block Masonary | 1902 | Cft | - | - | 65.4% | 1243.908 | 74% | 1407.48 | 13.91% | 264.5682
7 | Cement Plaster ½" thick | 4059 | Sft | - | - | 4% | 162.36 | - | - | 0.53% | 21.5127
8 | Cement Plaster 3/8" thick |  | Sft | - | - | 3% | 0 | - | - | 0.57% | 0
9 | Laying Marble 1" thick | 1098 | Sft | - | - | 5.5% | 60.39 | 11% | 120.78 | 2.2% | 24.156
10 | Marble Skirting 3/8 thick | 105 | Sft | - | - | 3.4% | 3.57 | - | - | 0.88% | 0.924
11 | Glazed tile Skirting | 436 | Sft | - | - | 5.2% | 22.672 | - | - | 2.26% | 9.8536
12 | Glazed tile 6" x 6" x ½" | 85.5 | Sft | - | - | 5% | 4.275 | - | - | 1.93% | 1.6502
13 | C.C Topping 2" Thick |  | Sft | - | - | 7.4% | 0 | 14% | 0 | 3% | 0
| Total Ratio Quantity |  |  | 2173.44 |  | 5287.335 |  | 6643.62 |  |  | 1197.5466 | 374.6
| Total @ Rs: |  |  | 1732.48 | P.%Cft | 2953.48 | P.% Cft | 1732.48 | P.%Cft | 41.73 | P.Bag | 10.97 | P.Cwt
|  |  |  | 37654.4133 |  | 156160.3818 |  | 115099.3878 |  | 499.7362 |  | 4109.362
| Rs: | 313523.2811
| SUB- ENGINEER |  | ASSISTANT ENGINEER | [5 empty] | EXECUTIVE ENGINEER
|  |  | BUILDING GADAP TOWN | [5 empty] | BUILDING -II W&S DEPARTMENT
|  |  | KARACHI | [5 empty] | KARACHI
CARTAGE OF MATERIAL
NAME OF WORK: Establishment of Cardiac Emergency Centre in Baldia Town, Karachi.
Category V First Floor
S.No | Description of Items | QUANTITY |  | STONE METAL |  | HILL SAND |  | CRUSH |  | CEMENT |  | STEEL
1 | R.C.C 1:1½:3 | 211 | Cft | - | - | 42% | 88.62 | 84% | 177.24 | 22.4% | 47.264
2 | R.C.C 1:2:4 | 1255 | Cft |  |  | 48% | 602.4 | 88% | 1104.4 | 9.6% | 120.48
3 | C.C Plain 1:3:6 |  | Cft |  |  | 46% | 0 | 92% | 0 | 13% | 0
4 | C.C 1:4:8 |  | Cft | 96% | 0 | 48% | 0 | - | - | 9.6% | 0
5 | Fabrication | 199.15 | Cwt | - | - | - | - | - | - | - | - | 199.15
6 | C.C. Block Masonary | 1313 | Cft | - | - | 65.4% | 858.702 | 74% | 971.62 | 13.91% | 182.6383
7 | Cement Plaster ½" thick | 4060 | Sft | - | - | 4% | 162.4 | - | - | 0.53% | 21.518
8 | Cement Plaster 3/8" thick |  | Sft | - | - | 3% | 0 | - | - | 0.57% | 0
9 | Laying Marble 1" thick | 1098 | Sft | - | - | 5.5% | 60.39 | 11% | 120.78 | 2.2% | 24.156
10 | Marble Skirting 3/8 thick | 105 | Sft | - | - | 3.4% | 3.57 | - | - | 0.88% | 0.924
11 | Glazed tile Skirting | 436 | Sft | - | - | 5.2% | 22.672 | - | - | 2.26% | 9.8536
12 | Glazed tile 6" x 6" x ½" | 86 | Sft | - | - | 5% | 4.3 | - | - | 1.93% | 1.6598
13 | C.C Topping 2" Thick |  | Sft | - | - | 7.4% | 0 | 14% | 0 | 3% | 0
| Total Ratio Quantity |  |  | 0 |  | 1803.054 |  | 2374.04 |  |  | 408.4937 | 199.15
| Total @ Rs: |  |  | 1732.48 | P.%Cft | 2953.48 | P.% Cft | 1732.48 | P.%Cft | 41.73 | P.Bag | 10.97 | P.Cwt
|  |  |  | 0 |  | 53252.8393 |  | 41129.7682 |  | 170.4644 |  | 2184.6755
| Rs: | 96737.7474
| SUB- ENGINEER |  | ASSISTANT ENGINEER | [5 empty] | EXECUTIVE ENGINEER
|  |  | BUILDING GADAP TOWN | [5 empty] | BUILDING -II W&S DEPARTMENT
|  |  | KARACHI | [5 empty] | KARACHI
CARTAGE OF MATERIAL
NAME OF WORK: Establishment of Cardiac Emergency Centre in Baldia Town, Karachi.
Category V Second Floor
S.No | Description of Items | QUANTITY |  | STONE METAL |  | HILL SAND |  | CRUSH |  | CEMENT |  | STEEL
1 | R.C.C 1:1½:3 | 211 | Cft | - | - | 42% | 88.62 | 84% | 177.24 | 22.4% | 47.264
2 | R.C.C 1:2:4 | 1807 | Cft |  |  | 48% | 867.36 | 88% | 1590.16 | 9.6% | 173.472
3 | C.C Plain 1:3:6 |  | Cft |  |  | 46% | 0 | 92% | 0 | 13% | 0
4 | C.C 1:4:8 |  | Cft | 96% | 0 | 48% | 0 | - | - | 9.6% | 0
5 | Fabrication | 228 | Cwt | - | - | - | - | - | - | - | - | 228
6 | C.C. Block Masonary | 3223 | Cft | - | - | 65.4% | 2107.842 | 74% | 2385.02 | 13.91% | 448.3193
7 | Cement Plaster ½" thick | 12348 | Sft | - | - | 4% | 493.92 | - | - | 0.53% | 65.4444
8 | Cement Plaster 3/8" thick |  | Sft | - | - | 3% | 0 | - | - | 0.57% | 0
9 | Laying Marble 1" thick | 1098 | Sft | - | - | 5.5% | 60.39 | 11% | 120.78 | 2.2% | 24.156
10 | Marble Skirting 3/8 thick | 105 | Sft | - | - | 3.4% | 3.57 | - | - | 0.88% | 0.924
11 | Glazed tile Skirting | 428 | Sft | - | - | 5.2% | 22.256 | - | - | 2.26% | 9.6728
12 | Glazed tile 6" x 6" x ½" | 86 | Sft | - | - | 5% | 4.3 | - | - | 1.93% | 1.6598
13 | C.C Topping 2" Thick | 2624 | Sft | - | - | 7.4% | 194.176 | 14% | 367.36 | 3% | 78.72
| Total Ratio Quantity |  |  | 0 |  | 3842.434 |  | 4640.56 |  |  | 849.6323 | 228
| Total @ Rs: |  |  | 1732.48 | P.%Cft | 2953.48 | P.% Cft | 1732.48 | P.%Cft | 41.73 | P.Bag | 10.97 | P.Cwt
|  |  |  | 0 |  | 113485.5197 |  | 80396.7739 |  | 354.5516 |  | 2501.16
| Rs: | 196738.0051
| SUB- ENGINEER |  | ASSISTANT ENGINEER | [5 empty] | EXECUTIVE ENGINEER
|  |  | BUILDING GADAP TOWN | [5 empty] | BUILDING -II W&S DEPARTMENT
|  |  | KARACHI | [5 empty] | KARACHI
CARTAGE OF MATERIAL
NAME OF WORK: Establishment of Cardiac Emergency Centre in Baldia Town, Karachi.
Category IV Ground Floor
S.No | Description of Items | QUANTITY |  | STONE METAL |  | HILL SAND |  | CRUSH |  | CEMENT |  | STEEL
1 | R.C.C 1:1½:3 | 668 | Cft | - | - | 42% | 280.56 | 84% | 561.12 | 22.4% | 149.632
2 | R.C.C 1:2:4 | 6566 | Cft |  |  | 48% | 3151.68 | 88% | 5778.08 | 9.6% | 630.336
3 | C.C Plain 1:3:6 | 1257 | Cft |  |  | 46% | 578.22 | 92% | 1156.44 | 13% | 163.41
4 | C.C 1:4:8 | 4177 | Cft | 96% | 4009.92 | 48% | 2004.96 | - | - | 9.6% | 400.992
5 | Fabrication | 711.94 | Cwt | - | - | - | - | - | - | - | - | 711.94
6 | C.C. Block Masonary | 2234 | Cft | - | - | 65.4% | 1461.036 | 74% | 1653.16 | 13.91% | 310.7494
7 | Cement Plaster ½" thick | 6815 | Sft | - | - | 4% | 272.6 | - | - | 0.53% | 36.1195
8 | Cement Plaster 3/8" thick |  | Sft | - | - | 3% | 0 | - | - | 0.57% | 0
9 | Laying Marble 1" thick | 1697 | Sft | - | - | 5.5% | 93.335 | 11% | 186.67 | 2.2% | 37.334
10 | Marble Skirting 3/8 thick | 361 | Sft | - | - | 3.4% | 12.274 | - | - | 0.88% | 3.1768
11 | Glazed tile Skirting | 576 | Sft | - | - | 5.2% | 29.952 | - | - | 2.26% | 13.0176
12 | Glazed tile 6" x 6" x ½" | 174 | Sft | - | - | 5% | 8.7 | - | - | 1.93% | 3.3582
13 | C.C Topping 2" Thick |  | Sft | - | - | 7.4% | 0 | 14% | 0 | 3% | 0
| Total Ratio Quantity |  |  | 4009.92 |  | 7893.317 |  | 9335.47 |  |  | 1748.1255 | 711.94
| Total @ Rs: |  |  | 1732.48 | P.%Cft | 2953.48 | P.% Cft | 1732.48 | P.%Cft | 41.73 | P.Bag | 10.97 | P.Cwt
|  |  |  | 69471.062 |  | 233127.5389 |  | 161735.1507 |  | 729.4928 |  | 7809.9818
| Rs: | 472873.2262
| SUB- ENGINEER |  | ASSISTANT ENGINEER | [5 empty] | EXECUTIVE ENGINEER
|  |  | BUILDING GADAP TOWN | [5 empty] | BUILDING -II W&S DEPARTMENT
|  |  | KARACHI | [5 empty] | KARACHI
CARTAGE OF MATERIAL
NAME OF WORK: Establishment of Cardiac Emergency Centre in Baldia Town, Karachi.
Category IV First Floor
S.No | Description of Items | QUANTITY |  | STONE METAL |  | HILL SAND |  | CRUSH |  | CEMENT |  | STEEL
1 | R.C.C 1:1½:3 | 410 | Cft | - | - | 42% | 172.2 | 84% | 344.4 | 22.4% | 91.84
2 | R.C.C 1:2:4 | 2270 | Cft |  |  | 48% | 1089.6 | 88% | 1997.6 | 9.6% | 217.92
3 | C.C Plain 1:3:6 |  | Cft |  |  | 46% | 0 | 92% | 0 | 13% | 0
4 | C.C 1:4:8 |  | Cft | 96% | 0 | 48% | 0 | - | - | 9.6% | 0
5 | Fabrication | 295.65 | Cwt | - | - | - | - | - | - | - | - | 295.65
6 | C.C. Block Masonary | 1400 | Cft | - | - | 65.4% | 915.6 | 74% | 1036 | 13.91% | 194.74
7 | Cement Plaster ½" thick | 6815 | Sft | - | - | 4% | 272.6 | - | - | 0.53% | 36.1195
8 | Cement Plaster 3/8" thick |  | Sft | - | - | 3% | 0 | - | - | 0.57% | 0
9 | Laying Marble 1" thick | 1697 | Sft | - | - | 5.5% | 93.335 | 11% | 186.67 | 2.2% | 37.334
10 | Marble Skirting 3/8 thick | 361 | Sft | - | - | 3.4% | 12.274 | - | - | 0.88% | 3.1768
11 | Glazed tile Skirting | 576 | Sft | - | - | 5.2% | 29.952 | - | - | 2.26% | 13.0176
12 | Glazed tile 6" x 6" x ½" | 174 | Sft | - | - | 5% | 8.7 | - | - | 1.93% | 3.3582
13 | C.C Topping 2" Thick |  | Sft | - | - | 7.4% | 0 | 14% | 0 | 3% | 0
| Total Ratio Quantity |  |  | 0 |  | 2594.261 |  | 3564.67 |  |  | 597.5061 | 295.65
| Total @ Rs: |  |  | 1732.48 | P.%Cft | 2953.48 | P.% Cft | 1732.48 | P.%Cft | 41.73 | P.Bag | 10.97 | P.Cwt
|  |  |  | 0 |  | 76620.9798 |  | 61757.1948 |  | 249.3393 |  | 3243.2805
| Rs: | 141870.7944
| SUB- ENGINEER |  | ASSISTANT ENGINEER | [5 empty] | EXECUTIVE ENGINEER
|  |  | BUILDING GADAP TOWN | [5 empty] | BUILDING -II W&S DEPARTMENT
|  |  | KARACHI | [5 empty] | KARACHI
CARTAGE OF MATERIAL
NAME OF WORK: Establishment of Cardiac Emergency Centre in Baldia Town, Karachi.
Category IV Second Floor
S.No | Description of Items | QUANTITY |  | STONE METAL |  | HILL SAND |  | CRUSH |  | CEMENT |  | STEEL
1 | R.C.C 1:1½:3 | 410 | Cft | - | - | 42% | 172.2 | 84% | 344.4 | 22.4% | 91.84
2 | R.C.C 1:2:4 | 4782 | Cft |  |  | 48% | 2295.36 | 88% | 4208.16 | 9.6% | 459.072
3 | C.C Plain 1:3:6 |  | Cft |  |  | 46% | 0 | 92% | 0 | 13% | 0
4 | C.C 1:4:8 |  | Cft | 96% | 0 | 48% | 0 | - | - | 9.6% | 0
5 | Fabrication | 343 | Cwt | - | - | - | - | - | - | - | - | 343
6 | C.C. Block Masonary | 1978 | Cft | - | - | 65.4% | 1293.612 | 74% | 1463.72 | 13.91% | 275.1398
7 | Cement Plaster ½" thick | 19806 | Sft | - | - | 4% | 792.24 | - | - | 0.53% | 104.9718
8 | Cement Plaster 3/8" thick |  | Sft | - | - | 3% | 0 | - | - | 0.57% | 0
9 | Laying Marble 1" thick | 1697 | Sft | - | - | 5.5% | 93.335 | 11% | 186.67 | 2.2% | 37.334
10 | Marble Skirting 3/8 thick | 361 | Sft | - | - | 3.4% | 12.274 | - | - | 0.88% | 3.1768
11 | Glazed tile Skirting | 564 | Sft | - | - | 5.2% | 29.328 | - | - | 2.26% | 12.7464
12 | Glazed tile 6" x 6" x ½" | 174 | Sft | - | - | 5% | 8.7 | - | - | 1.93% | 3.3582
13 | C.C Topping 2" Thick | 2624 | Sft | - | - | 7.4% | 194.176 | 14% | 367.36 | 3% | 78.72
| Total Ratio Quantity |  |  | 0 |  | 4891.225 |  | 6570.31 |  |  | 1066.359 | 343
| Total @ Rs: |  |  | 1732.48 | P.%Cft | 2953.48 | P.% Cft | 1732.48 | P.%Cft | 41.73 | P.Bag | 10.97 | P.Cwt
|  |  |  | 0 |  | 144461.3521 |  | 113829.3067 |  | 444.9916 |  | 3762.71
| Rs: | 262498.3604
| SUB- ENGINEER |  | ASSISTANT ENGINEER | [5 empty] | EXECUTIVE ENGINEER
|  |  | BUILDING GADAP TOWN | [5 empty] | BUILDING -II W&S DEPARTMENT
|  |  | KARACHI | [5 empty] | KARACHI
CARTAGE OF MATERIAL
NAME OF WORK: Establishment of Cardiac Emergency Centre in Baldia Town, Karachi.
Category III Ground Floor
S.No | Description of Items | QUANTITY |  | STONE METAL |  | HILL SAND |  | CRUSH |  | CEMENT |  | STEEL
1 | R.C.C 1:1½:3 | 855 | Cft | - | - | 42% | 359.1 | 84% | 718.2 | 22.4% | 191.52
2 | R.C.C 1:2:4 | 8570 | Cft |  |  | 48% | 4113.6 | 88% | 7541.6 | 9.6% | 822.72
3 | C.C Plain 1:3:6 | 1264 | Cft |  |  | 46% | 581.44 | 92% | 1162.88 | 13% | 164.32
4 | C.C 1:4:8 | 5358 | Cft | 96% | 5143.68 | 48% | 2571.84 | - | - | 9.6% | 514.368
5 | Fabrication | 843 | Cwt | - | - | - | - | - | - | - | - | 843
6 | C.C. Block Masonary | 1345.6 | Cft | - | - | 65.4% | 880.0224 | 74% | 995.744 | 13.91% | 187.173
7 | Cement Plaster ½" thick | 6411 | Sft | - | - | 4% | 256.44 | - | - | 0.53% | 33.9783
8 | Cement Plaster 3/8" thick |  | Sft | - | - | 3% | 0 | - | - | 0.57% | 0
9 | Laying Marble 1" thick | 2325 | Sft | - | - | 5.5% | 127.875 | 11% | 255.75 | 2.2% | 51.15
10 | Marble Skirting 3/8 thick | 2259 | Sft | - | - | 3.4% | 76.806 | - | - | 0.88% | 19.8792
11 | Glazed tile Skirting | 650 | Sft | - | - | 5.2% | 33.8 | - | - | 2.26% | 14.69
12 | Glazed tile 6" x 6" x ½" | 161 | Sft | - | - | 5% | 8.05 | - | - | 1.93% | 3.1073
13 | C.C Topping 2" Thick |  | Sft | - | - | 7.4% | 0 | 14% | 0 | 3% | 0
| Total Ratio Quantity |  |  | 5143.68 |  | 9008.9734 |  | 10674.174 |  |  | 2002.9058 | 843
| Total @ Rs: |  |  | 1732.48 | P.%Cft | 2953.48 | P.% Cft | 1732.48 | P.%Cft | 41.73 | P.Bag | 10.97 | P.Cwt
|  |  |  | 89113.2273 |  | 266078.2276 |  | 184927.9297 |  | 835.8126 |  | 9247.71
| Rs: | 550202.9071
| SUB- ENGINEER |  | ASSISTANT ENGINEER | [5 empty] | EXECUTIVE ENGINEER
|  |  | BUILDING GADAP TOWN | [5 empty] | BUILDING -II W&S DEPARTMENT
|  |  | KARACHI | [5 empty] | KARACHI
CARTAGE OF MATERIAL
NAME OF WORK: Establishment of Cardiac Emergency Centre in Baldia Town, Karachi.
Category III First Floor
S.No | Description of Items | QUANTITY |  | STONE METAL |  | HILL SAND |  | CRUSH |  | CEMENT |  | STEEL
1 | R.C.C 1:1½:3 | 550 | Cft | - | - | 42% | 231 | 84% | 462 | 22.4% | 123.2
2 | R.C.C 1:2:4 | 2922 | Cft |  |  | 48% | 1402.56 | 88% | 2571.36 | 9.6% | 280.512
3 | C.C Plain 1:3:6 |  | Cft |  |  | 46% | 0 | 92% | 0 | 13% | 0
4 | C.C 1:4:8 |  | Cft | 96% | 0 | 48% | 0 | - | - | 9.6% | 0
5 | Fabrication | 375 | Cwt | - | - | - | - | - | - | - | - | 375
6 | C.C. Block Masonary | 1650 | Cft | - | - | 65.4% | 1079.1 | 74% | 1221 | 13.91% | 229.515
7 | Cement Plaster ½" thick | 7230 | Sft | - | - | 4% | 289.2 | - | - | 0.53% | 38.319
8 | Cement Plaster 3/8" thick |  | Sft | - | - | 3% | 0 | - | - | 0.57% | 0
9 | Laying Marble 1" thick | 2325 | Sft | - | - | 5.5% | 127.875 | 11% | 255.75 | 2.2% | 51.15
10 | Marble Skirting 3/8 thick | 2259 | Sft | - | - | 3.4% | 76.806 | - | - | 0.88% | 19.8792
11 | Glazed tile Skirting | 650 | Sft | - | - | 5.2% | 33.8 | - | - | 2.26% | 14.69
12 | Glazed tile 6" x 6" x ½" | 161 | Sft | - | - | 5% | 8.05 | - | - | 1.93% | 3.1073
13 | C.C Topping 2" Thick |  | Sft | - | - | 7.4% | 0 | 14% | 0 | 3% | 0
| Total Ratio Quantity |  |  | 0 |  | 3248.391 |  | 4510.11 |  |  | 760.3725 | 375
| Total @ Rs: |  |  | 1732.48 | P.%Cft | 2953.48 | P.% Cft | 1732.48 | P.%Cft | 41.73 | P.Bag | 10.97 | P.Cwt
|  |  |  | 0 |  | 95940.5785 |  | 78136.7537 |  | 317.3034 |  | 4113.75
| Rs: | 178508.3857
| SUB- ENGINEER |  | ASSISTANT ENGINEER | [5 empty] | EXECUTIVE ENGINEER
|  |  | BUILDING GADAP TOWN | [5 empty] | BUILDING -II W&S DEPARTMENT
|  |  | KARACHI | [5 empty] | KARACHI
CARTAGE OF MATERIAL
NAME OF WORK: Establishment of Cardiac Emergency Centre in Baldia Town, Karachi.
Category III Second Floor
S.No | Description of Items | QUANTITY |  | STONE METAL |  | HILL SAND |  | CRUSH |  | CEMENT |  | STEEL
1 | R.C.C 1:1½:3 | 550 | Cft | - | - | 42% | 231 | 84% | 462 | 22.4% | 123.2
2 | R.C.C 1:2:4 | 3540 | Cft |  |  | 48% | 1699.2 | 88% | 3115.2 | 9.6% | 339.84
3 | C.C Plain 1:3:6 |  | Cft |  |  | 46% | 0 | 92% | 0 | 13% | 0
4 | C.C 1:4:8 |  | Cft | 96% | 0 | 48% | 0 | - | - | 9.6% | 0
5 | Fabrication | 432 | Cwt | - | - | - | - | - | - | - | - | 432
6 | C.C. Block Masonary | 1886 | Cft | - | - | 65.4% | 1233.444 | 74% | 1395.64 | 13.91% | 262.3426
7 | Cement Plaster ½" thick | 29461 | Sft | - | - | 4% | 1178.44 | - | - | 0.53% | 156.1433
8 | Cement Plaster 3/8" thick |  | Sft | - | - | 3% | 0 | - | - | 0.57% | 0
9 | Laying Marble 1" thick | 2325 | Sft | - | - | 5.5% | 127.875 | 11% | 255.75 | 2.2% | 51.15
10 | Marble Skirting 3/8 thick | 4518 | Sft | - | - | 3.4% | 153.612 | - | - | 0.88% | 39.7584
11 | Glazed tile Skirting | 650 | Sft | - | - | 5.2% | 33.8 | - | - | 2.26% | 14.69
12 | Glazed tile 6" x 6" x ½" | 161 | Sft | - | - | 5% | 8.05 | - | - | 1.93% | 3.1073
13 | C.C Topping 2" Thick | 2838 | Sft | - | - | 7.4% | 210.012 | 14% | 397.32 | 3% | 85.14 | -
| Total Ratio Quantity |  |  | 0 |  | 4875.433 |  | 5625.91 |  |  | 1075.3716 | 432
| Total @ Rs: |  |  | 1732.48 | P.%Cft | 2953.48 | P.% Cft | 1732.48 | P.%Cft | 41.73 | P.Bag | 10.97 | P.Cwt
|  |  |  | 0 |  | 143994.9386 |  | 97467.7656 |  | 448.7526 |  | 4739.04
| Rs: | 246650.4967
| SUB- ENGINEER |  | ASSISTANT ENGINEER | [5 empty] | EXECUTIVE ENGINEER
|  |  | BUILDING GADAP TOWN | [5 empty] | BUILDING -II W&S DEPARTMENT
|  |  | KARACHI | [5 empty] | KARACHI

## Backup Summ (hidden)
S U M M A R Y O F C O S T.
NAME OF WORK :- |  | Name of Work: Establishment of Cardiac Emergency Centre in Baldia Town, Karachi ( Remaining Balance Work of Main Building in/c Compound Wall, Category-V, Category-IV, Category-III Flats, UG-Tanks, In/c Internal & External W/S & S/F)
PART-A MAIN BUILDING
| a) | Schedule Items. |  | Rs:- | 32623566.419
| b) | Less 20% Below on Item No. 10 & 11 | (-) | Rs:- | 3609970.6
| c) | Add 10% Above on Item No. 2 | (+) | Rs:- | 57543.6
|  | Total |  | Rs:- | 29071139.419
PART-B GARRAGE
| a) | Schedule Items. |  | Rs:- | 984082.2206
| b) | Less 20% Below on Item No.13 | (-) | Rs:- | 3954.45
| c) | Add 10% Above on Item No. 4 | (+) | Rs:- | 35477.15
| e) | Add 5.06% Above of Cartage | (+) | Rs:- | 61069.72
|  | Total |  | Rs:- | 1076674.6406
PART-C GENERATOR ROOM
| a) | Schedule Items. |  | Rs:- | 1333113.5051
| b) | Add 10% Above on Item No. 4 | (+) | Rs:- | 52312.4
| d) | Add 6.03% Above of Cartage | (+) | Rs:- | 84654.59
|  | Total |  | Rs:- | 1470080.4951
PART-D KESC SUB-STATION
| a) | Schedule Items. |  | Rs:- | 1378511.1773
| b) | Add 10% Above on Item No. 4 | (+) | Rs:- | 49525.73
| d) | Add 5.88% Above of Cartage | (+) | Rs:- | 92926.57
|  | Total |  | Rs:- | 1520963.4773
PART-E KITCHEN
| a) | Schedule Items. |  | Rs:- | 3978058.386
| b) | Less 20% Below on Item No. 13,14 & 15 | (-) | Rs:- | 200003.2
| c) | Add 10% Above on Item No. 4 | (+) | Rs:- | 114135.6
| e) | Add 5.52% Above of Cartage | (+) | Rs:- | 213384.28
|  | Total |  | Rs:- | 4105575.066
RESIDENTIAL FLATS
PART-F CATEGORY V
| a) | Schedule Items. |  | Rs:- | 14122125.143
| b) | Less 20% Below on Item No. 9,10,11,12 & 13 | (-) | Rs:- | 658975.24
| c) | Add 10% Above on Item No. 1 & 7 | (+) | Rs:- | 427447.54
| e) | Add 3.95% Above of Cartage | (+) | Rs:- | 606999.04
|  | Total |  | Rs:- | 14497596.483
PART-G CATEGORY IV
| a) | Schedule Items. |  | Rs:- | 23173972.6844
| b) | Less 20% Below on Item No. 8,9,10,11 & 13 | (-) | Rs:- | 1082272.94
| c) | Add 10% Above on Item No. 1 & 7 | (+) | Rs:- | 708636.39
| e) | Add 2.70% Above of Cartage | (+) | Rs:- | 877242.38
|  | Total |  | Rs:- | 23677578.5144
PART-H CATEGORY III
| a) | Schedule Items. |  | Rs:- | 28739387.8609
| b) | Less 20% Below on Item No. 8,9,10,11 & 13 | (-) | Rs:- | 1556475
| c) | Add 10% Above on Item No. 1 & 6 | (+) | Rs:- | 861962.75
| e) | Add 2.38% Above of Cartage | (+) | Rs:- | 975361.8
|  | Total |  | Rs:- | 29020237.4109
PART-I UG TANK
| a) | Schedule Items. |  | Rs:- | 9157464.9914
| b) | Add 10% Above on Item No. 4 & 11 | (+) | Rs:- | 624607.66
| d) | Add 3.17% Above of Cartage | (+) | Rs:- | 392093.46
|  | Total |  | Rs:- | 10174166.1114
PART-J COMPOUND WALL
| a) | Schedule Items. |  | Rs:- | 2876711.034
| b) | Add 10% Above on Item No. 4 & 11 | (+) | Rs:- | 57271.75
| d) | Add 3.20% Above of Cartage | (+) | Rs:- | 335592.64
|  | Total |  | Rs:- | 3269575.424
392864.39
PART-K PLUMBING WORK
Main Building
| a) | Schedule Items. |  | Rs:- | 3532081.43
|  | Total |  | Rs:- | 3532081.43
Category V
| b) | Schedule Items. |  | Rs:- | 723212.94
|  | Total |  | Rs:- | 723212.94
Category IV
| c) | Schedule Items. |  | Rs:- | 766524.4
|  | Total |  | Rs:- | 766524.4
Category III
| d) | Schedule Items. |  | Rs:- | 827844.84
|  | Total |  | Rs:- | 827844.84
|  | G. Total Rs:- |  | Rs. | 123733250.6517
Or.
|  | Say |  | Rs. | 123.7333 | (Million)
SUB ENGINEER. |  | ASSITANT ENGINEER |  | EXECUTIVE ENGINEER
|  | BUILDING GADAP TOWN |  | BUILDING -II W&S DEPARTMENT
|  | KARACHI. |  | KARACHI.

## Sheet2 (hidden)
;LSKDGHJ
LASKIDHGA
SALGHASLKGH
SLKHG'SA
SA'LKGHA
SALD'KGHAS
ALKJHG
;ALHGFAS'DL
AS'LKDHJGF
A'KGHJA
ALKSHFGAS;KF
AS;KFG;Askf