## Sitam Daro
BILL OF QUANTITIES
Discription and Rate of Items based on Composite Schedule of Rates
NAME OF WORK :- REPAIR/RENOVATION/REHABILITATION LACKING FACILITIES OF LAVOTARY BLOCK/COMPOUND WALL & DRINKING WATER OF CAMPUS/MERGED UNDER OTG PROGRAMME DISTRICT SUKKUR @ GBPS Mitho Mahar Taluka Saleh Pat. (Electrification)
Item No. | Quantities | Description of item to be executed at site | Rate | Units | Amount
PART "A" ELECTRIC SCHEDULE ITEMS
1 | 3 | Wiring for light or fan point with 3/.029 PVCinsulated wire in 20mm (3/4’’) channel patti on surface as required (S.No. 129 P-15). | 910 | per point | 2730
2 | 1 | Wiring for plug point with 3/.029 PVC insulated wire in 20mm (3/4’’) channel patti on surface as required (S.I.No:130 P- No:15) | 742 | per point | 742
3 | 3 | Providing & fixing one way SP 5amp switch flush type(S.I.No:219 P- No:33) | 54 | P.No | 162
4 | 1 | Providing & fixing two pin 5amp plug & socket (S.I.No:225 P- No:33) | 80 | P.No | 80
5 | 3 | Providing & laying (MAIN or SUB MAIN) PVC insulated with size 2-7/.029 copper conductor in ¾’’ dia PVC conduit on surface (S.I.No:3 P- No:1) | 171 | P.Mtr | 513
6 | 6 | Providing & laying (MAIN or SUB MAIN) PVC insulated with size 2-7/.036 (4mm2) copper conductor in ¾’’ dia PVC conduit on surface. (S.I.No:11 P- No:2) | 200 | per Meter | 1200
7 | 2 | Providing & fixing Brass Battern holder c(S.I.No:232 P- No:33) | 70 | P.No | 140
8 | 2 | Providing & fixing circuit breaker 6,10,15,20, 30,40,50 & 63amp SP (TB-5S) on prepared board as required (S.I.No:202 P- No:30) | 916 | P.No | 1832
9 | 1 | Providing & fixing circuit breaker 6,10,15,20, 30,40,50 & 63amp DP (TB-5S) on prepared board as required. (S.I.No:202 P- No:30) | 2456 | P.No | 2456
10 | 50 | Providing & laying (MAIN or SUB MAIN) PVC insulated & PVC Sheeted with two core copper conductor 300/500 volts size 10mm2 (S.I No. 63 Page No. 8) | 375 | P.Meter | 18750
|  |  | TOTAL :- |  | 28605
Amount Total (CSR)
Part "A" |  | % Above / Below ____________ | Total Amount
Total "A"
NON SCHEDULE ITEMS
1 | 1 | P/F fit.sh type 3 pin plug socket 15 amps with fancy type board and sheet i/c necessary connection |  | Each
2 | 33 | P/F distribution board double shutter for accommodate circuit breaker and buslor i/c painting With enameled paint |  | P.Sft
3 | 3 | P/F Energy saver superior quality i/c fixing on existing holder etc complete etc |  | Each
4 | 1 | P/F-. wall / Ceiling mounted light fancy type, superior quality i/c necessary electric connection Rs. 600.00 Each an with holder , without energy Saver etc |  | Each
TOTAL :-
| Cost of Bid |  |  | Amount | Position
1. (A) Cost Based on Composite Schedule of Rates
2. (B) Cost Based on Non/Offered Schedule of Rates
TOTAL COST OF BID (C) = TOTAL (A) + TOTAL (B)
| CONTRACTOR |  | EXECUTIVE ENGINEER
EDUCATION WORKS DIVISION
SUKKUR

## Abdul Rehman Arain
BILL OF QUANTITIES
Discription and Rate of Items based on Composite Schedule of Rates
NAME OF WORK :- REPAIR/RENOVATION/REHABILITATION LACKING FACILITIES OF LAVOTARY BLOCK/COMPOUND WALL & DRINKING WATER OF CAMPUS/MERGED UNDER OTG PROGRAMME DISTRICT SUKKUR @ GBPS Abdul Rehman Arain Taluka Saleh Pat. (Electrification)
Item No. | Quantities | Description of item to be executed at site | Rate | Units | Amount
PART "A" ELECTRIC SCHEDULE ITEMS
1 | 3 | Wiring for light or fan point with 3/.029 PVCinsulated wire in 20mm (3/4’’) channel patti on surface as required (S.No. 129 P-15). | 910 | per point | 2730
2 | 1 | Wiring for plug point with 3/.029 PVC insulated wire in 20mm (3/4’’) channel patti on surface as required (S.I.No:130 P- No:15) | 742 | per point | 742
3 | 3 | Providing & fixing one way SP 5amp switch flush type(S.I.No:219 P- No:33) | 54 | P.No | 162
4 | 1 | Providing & fixing two pin 5amp plug & socket (S.I.No:225 P- No:33) | 80 | P.No | 80
5 | 3 | Providing & laying (MAIN or SUB MAIN) PVC insulated with size 2-7/.029 copper conductor in ¾’’ dia PVC conduit on surface (S.I.No:3 P- No:1) | 171 | P.Mtr | 513
6 | 6 | Providing & laying (MAIN or SUB MAIN) PVC insulated with size 2-7/.036 (4mm2) copper conductor in ¾’’ dia PVC conduit on surface. (S.I.No:11 P- No:2) | 200 | per Meter | 1200
7 | 2 | Providing & fixing Brass Battern holder c(S.I.No:232 P- No:33) | 70 | P.No | 140
8 | 2 | Providing & fixing circuit breaker 6,10,15,20, 30,40,50 & 63amp SP (TB-5S) on prepared board as required (S.I.No:202 P- No:30) | 916 | P.No | 1832
9 | 1 | Providing & fixing circuit breaker 6,10,15,20, 30,40,50 & 63amp DP (TB-5S) on prepared board as required. (S.I.No:202 P- No:30) | 2456 | P.No | 2456
10 | 50 | Providing & laying (MAIN or SUB MAIN) PVC insulated & PVC Sheeted with two core copper conductor 300/500 volts size 10mm2 (S.I No. 63 Page No. 8) | 375 | P.Meter | 18750
|  |  | TOTAL :- |  | 28605
Amount Total (CSR)
Part "A" |  | % Above / Below ____________ | Total Amount
Total "A"
NON SCHEDULE ITEMS
1 | 1 | P/F fit.sh type 3 pin plug socket 15 amps with fancy type board and sheet i/c necessary connection |  | Each
2 | 33 | P/F distribution board double shutter for accommodate circuit breaker and buslor i/c painting With enameled paint |  | P.Sft
3 | 3 | P/F Energy saver superior quality i/c fixing on existing holder etc complete etc |  | Each
4 | 1 | P/F-. wall / Ceiling mounted light fancy type, superior quality i/c necessary electric connection Rs. 600.00 Each an with holder , without energy Saver etc |  | Each
TOTAL :-
| Cost of Bid |  |  | Amount | Position
1. (A) Cost Based on Composite Schedule of Rates
2. (B) Cost Based on Non/Offered Schedule of Rates
TOTAL COST OF BID (C) = TOTAL (A) + TOTAL (B)
| CONTRACTOR |  | EXECUTIVE ENGINEER
EDUCATION WORKS DIVISION
SUKKUR

## GBPS Azizabad
BILL OF QUANTITIES
Discription and Rate of Items based on Composite Schedule of Rates
NAME OF WORK :- REPAIR/RENOVATION/REHABILITATION LACKING FACILITIES OF LAVOTARY BLOCK/COMPOUND WALL & DRINKING WATER OF CAMPUS/MERGED UNDER OTG PROGRAMME DISTRICT SUKKUR @ GBPS Azizabad Taluka Pano Akil. (Electrification)
Item No. | Quantities | Description of item to be executed at site | Rate | Units | Amount
PART "A" ELECTRIC SCHEDULE ITEMS
1 | 3 | Wiring for light or fan point with 3/.029 PVCinsulated wire in 20mm (3/4’’) channel patti on surface as required (S.No. 129 P-15). | 910 | per point | 2730
2 | 1 | Wiring for plug point with 3/.029 PVC insulated wire in 20mm (3/4’’) channel patti on surface as required (S.I.No:130 P- No:15) | 742 | per point | 742
3 | 3 | Providing & fixing one way SP 5amp switch flush type(S.I.No:219 P- No:33) | 54 | P.No | 162
4 | 1 | Providing & fixing two pin 5amp plug & socket (S.I.No:225 P- No:33) | 80 | P.No | 80
5 | 3 | Providing & laying (MAIN or SUB MAIN) PVC insulated with size 2-7/.029 copper conductor in ¾’’ dia PVC conduit on surface (S.I.No:3 P- No:1) | 171 | P.Mtr | 513
6 | 6 | Providing & laying (MAIN or SUB MAIN) PVC insulated with size 2-7/.036 (4mm2) copper conductor in ¾’’ dia PVC conduit on surface. (S.I.No:11 P- No:2) | 200 | per Meter | 1200
7 | 2 | Providing & fixing Brass Battern holder c(S.I.No:232 P- No:33) | 70 | P.No | 140
8 | 2 | Providing & fixing circuit breaker 6,10,15,20, 30,40,50 & 63amp SP (TB-5S) on prepared board as required (S.I.No:202 P- No:30) | 916 | P.No | 1832
9 | 1 | Providing & fixing circuit breaker 6,10,15,20, 30,40,50 & 63amp DP (TB-5S) on prepared board as required. (S.I.No:202 P- No:30) | 2456 | P.No | 2456
10 | 50 | Providing & laying (MAIN or SUB MAIN) PVC insulated & PVC Sheeted with two core copper conductor 300/500 volts size 10mm2 (S.I No. 63 Page No. 8) | 375 | P.Meter | 18750
|  |  | TOTAL :- |  | 28605
Amount Total (CSR)
Part "A" |  | % Above / Below ____________ | Total Amount
Total "A"
NON SCHEDULE ITEMS
1 | 1 | P/F fit.sh type 3 pin plug socket 15 amps with fancy type board and sheet i/c necessary connection |  | Each
2 | 33 | P/F distribution board double shutter for accommodate circuit breaker and buslor i/c painting With enameled paint |  | P.Sft
3 | 3 | P/F Energy saver superior quality i/c fixing on existing holder etc complete etc |  | Each
4 | 1 | P/F-. wall / Ceiling mounted light fancy type, superior quality i/c necessary electric connection Rs. 600.00 Each an with holder , without energy Saver etc |  | Each
TOTAL :-
| Cost of Bid |  |  | Amount | Position
1. (A) Cost Based on Composite Schedule of Rates
2. (B) Cost Based on Non/Offered Schedule of Rates
TOTAL COST OF BID (C) = TOTAL (A) + TOTAL (B)
| CONTRACTOR |  | EXECUTIVE ENGINEER
EDUCATION WORKS DIVISION
SUKKUR

## Bachal Bhumbhro
BILL OF QUANTITIES
Discription and Rate of Items based on Composite Schedule of Rates
NAME OF WORK :- REPAIR/RENOVATION/REHABILITATION LACKING FACILITIES OF LAVOTARY BLOCK/COMPOUND WALL & DRINKING WATER OF CAMPUS/MERGED UNDER OTG PROGRAMME DISTRICT SUKKUR @ GBPS Bachal Bhumbhro Taluka Saleh Pat. (Electrification)
Item No. | Quantities | Description of item to be executed at site | Rate | Units | Amount
PART "A" ELECTRIC SCHEDULE ITEMS
1 | 3 | Wiring for light or fan point with 3/.029 PVCinsulated wire in 20mm (3/4’’) channel patti on surface as required (S.No. 129 P-15). | 910 | per point | 2730
2 | 1 | Wiring for plug point with 3/.029 PVC insulated wire in 20mm (3/4’’) channel patti on surface as required (S.I.No:130 P- No:15) | 742 | per point | 742
3 | 3 | Providing & fixing one way SP 5amp switch flush type(S.I.No:219 P- No:33) | 54 | P.No | 162
4 | 1 | Providing & fixing two pin 5amp plug & socket (S.I.No:225 P- No:33) | 80 | P.No | 80
5 | 3 | Providing & laying (MAIN or SUB MAIN) PVC insulated with size 2-7/.029 copper conductor in ¾’’ dia PVC conduit on surface (S.I.No:3 P- No:1) | 171 | P.Mtr | 513
6 | 6 | Providing & laying (MAIN or SUB MAIN) PVC insulated with size 2-7/.036 (4mm2) copper conductor in ¾’’ dia PVC conduit on surface. (S.I.No:11 P- No:2) | 200 | per Meter | 1200
7 | 2 | Providing & fixing Brass Battern holder c(S.I.No:232 P- No:33) | 70 | P.No | 140
8 | 2 | Providing & fixing circuit breaker 6,10,15,20, 30,40,50 & 63amp SP (TB-5S) on prepared board as required (S.I.No:202 P- No:30) | 916 | P.No | 1832
9 | 1 | Providing & fixing circuit breaker 6,10,15,20, 30,40,50 & 63amp DP (TB-5S) on prepared board as required. (S.I.No:202 P- No:30) | 2456 | P.No | 2456
10 | 50 | Providing & laying (MAIN or SUB MAIN) PVC insulated & PVC Sheeted with two core copper conductor 300/500 volts size 10mm2 (S.I No. 63 Page No. 8) | 375 | P.Meter | 18750
|  |  | TOTAL :- |  | 28605
Amount Total (CSR)
Part "A" |  | % Above / Below ____________ | Total Amount
Total "A"
NON SCHEDULE ITEMS
1 | 1 | P/F fit.sh type 3 pin plug socket 15 amps with fancy type board and sheet i/c necessary connection |  | Each
2 | 33 | P/F distribution board double shutter for accommodate circuit breaker and buslor i/c painting With enameled paint |  | P.Sft
3 | 3 | P/F Energy saver superior quality i/c fixing on existing holder etc complete etc |  | Each
4 | 1 | P/F-. wall / Ceiling mounted light fancy type, superior quality i/c necessary electric connection Rs. 600.00 Each an with holder , without energy Saver etc |  | Each
TOTAL :-
| Cost of Bid |  |  | Amount | Position
1. (A) Cost Based on Composite Schedule of Rates
2. (B) Cost Based on Non/Offered Schedule of Rates
TOTAL COST OF BID (C) = TOTAL (A) + TOTAL (B)
| CONTRACTOR |  | EXECUTIVE ENGINEER
EDUCATION WORKS DIVISION
SUKKUR

## Bachal Khan Behan
BILL OF QUANTITIES
Discription and Rate of Items based on Composite Schedule of Rates
NAME OF WORK :- REPAIR/RENOVATION/REHABILITATION LACKING FACILITIES OF LAVOTARY BLOCK/COMPOUND WALL & DRINKING WATER OF CAMPUS/MERGED UNDER OTG PROGRAMME DISTRICT SUKKUR @ GBPS Bachal Khan Behan Taluka Saleh Pat. (Electrification)
Item No. | Quantities | Description of item to be executed at site | Rate | Units | Amount
PART "A" ELECTRIC SCHEDULE ITEMS
1 | 3 | Wiring for light or fan point with 3/.029 PVCinsulated wire in 20mm (3/4’’) channel patti on surface as required (S.No. 129 P-15). | 910 | per point | 2730
2 | 1 | Wiring for plug point with 3/.029 PVC insulated wire in 20mm (3/4’’) channel patti on surface as required (S.I.No:130 P- No:15) | 742 | per point | 742
3 | 3 | Providing & fixing one way SP 5amp switch flush type(S.I.No:219 P- No:33) | 54 | P.No | 162
4 | 1 | Providing & fixing two pin 5amp plug & socket (S.I.No:225 P- No:33) | 80 | P.No | 80
5 | 3 | Providing & laying (MAIN or SUB MAIN) PVC insulated with size 2-7/.029 copper conductor in ¾’’ dia PVC conduit on surface (S.I.No:3 P- No:1) | 171 | P.Mtr | 513
6 | 6 | Providing & laying (MAIN or SUB MAIN) PVC insulated with size 2-7/.036 (4mm2) copper conductor in ¾’’ dia PVC conduit on surface. (S.I.No:11 P- No:2) | 200 | per Meter | 1200
7 | 2 | Providing & fixing Brass Battern holder c(S.I.No:232 P- No:33) | 70 | P.No | 140
8 | 2 | Providing & fixing circuit breaker 6,10,15,20, 30,40,50 & 63amp SP (TB-5S) on prepared board as required (S.I.No:202 P- No:30) | 916 | P.No | 1832
9 | 1 | Providing & fixing circuit breaker 6,10,15,20, 30,40,50 & 63amp DP (TB-5S) on prepared board as required. (S.I.No:202 P- No:30) | 2456 | P.No | 2456
10 | 50 | Providing & laying (MAIN or SUB MAIN) PVC insulated & PVC Sheeted with two core copper conductor 300/500 volts size 10mm2 (S.I No. 63 Page No. 8) | 375 | P.Meter | 18750
|  |  | TOTAL :- |  | 28605
Amount Total (CSR)
Part "A" |  | % Above / Below ____________ | Total Amount
Total "A"
NON SCHEDULE ITEMS
1 | 1 | P/F fit.sh type 3 pin plug socket 15 amps with fancy type board and sheet i/c necessary connection |  | Each
2 | 33 | P/F distribution board double shutter for accommodate circuit breaker and buslor i/c painting With enameled paint |  | P.Sft
3 | 3 | P/F Energy saver superior quality i/c fixing on existing holder etc complete etc |  | Each
4 | 1 | P/F-. wall / Ceiling mounted light fancy type, superior quality i/c necessary electric connection Rs. 600.00 Each an with holder , without energy Saver etc |  | Each
TOTAL :-
| Cost of Bid |  |  | Amount | Position
1. (A) Cost Based on Composite Schedule of Rates
2. (B) Cost Based on Non/Offered Schedule of Rates
TOTAL COST OF BID (C) = TOTAL (A) + TOTAL (B)
| CONTRACTOR |  | EXECUTIVE ENGINEER
EDUCATION WORKS DIVISION
SUKKUR

## Baloo Chachar
BILL OF QUANTITIES
Discription and Rate of Items based on Composite Schedule of Rates
NAME OF WORK :- REPAIR/RENOVATION/REHABILITATION LACKING FACILITIES OF LAVOTARY BLOCK/COMPOUND WALL & DRINKING WATER OF CAMPUS/MERGED UNDER OTG PROGRAMME DISTRICT SUKKUR @ GBPS Baloo Chachar Taluka Pano Akil. (Electrification)
Item No. | Quantities | Description of item to be executed at site | Rate | Units | Amount
PART "A" ELECTRIC SCHEDULE ITEMS
1 | 3 | Wiring for light or fan point with 3/.029 PVCinsulated wire in 20mm (3/4’’) channel patti on surface as required (S.No. 129 P-15). | 910 | per point | 2730
2 | 1 | Wiring for plug point with 3/.029 PVC insulated wire in 20mm (3/4’’) channel patti on surface as required (S.I.No:130 P- No:15) | 742 | per point | 742
3 | 3 | Providing & fixing one way SP 5amp switch flush type(S.I.No:219 P- No:33) | 54 | P.No | 162
4 | 1 | Providing & fixing two pin 5amp plug & socket (S.I.No:225 P- No:33) | 80 | P.No | 80
5 | 3 | Providing & laying (MAIN or SUB MAIN) PVC insulated with size 2-7/.029 copper conductor in ¾’’ dia PVC conduit on surface (S.I.No:3 P- No:1) | 171 | P.Mtr | 513
6 | 6 | Providing & laying (MAIN or SUB MAIN) PVC insulated with size 2-7/.036 (4mm2) copper conductor in ¾’’ dia PVC conduit on surface. (S.I.No:11 P- No:2) | 200 | per Meter | 1200
7 | 2 | Providing & fixing Brass Battern holder c(S.I.No:232 P- No:33) | 70 | P.No | 140
8 | 2 | Providing & fixing circuit breaker 6,10,15,20, 30,40,50 & 63amp SP (TB-5S) on prepared board as required (S.I.No:202 P- No:30) | 916 | P.No | 1832
9 | 1 | Providing & fixing circuit breaker 6,10,15,20, 30,40,50 & 63amp DP (TB-5S) on prepared board as required. (S.I.No:202 P- No:30) | 2456 | P.No | 2456
10 | 50 | Providing & laying (MAIN or SUB MAIN) PVC insulated & PVC Sheeted with two core copper conductor 300/500 volts size 10mm2 (S.I No. 63 Page No. 8) | 375 | P.Meter | 18750
|  |  | TOTAL :- |  | 28605
Amount Total (CSR)
Part "A" |  | % Above / Below ____________ | Total Amount
Total "A"
NON SCHEDULE ITEMS
1 | 1 | P/F fit.sh type 3 pin plug socket 15 amps with fancy type board and sheet i/c necessary connection |  | Each
2 | 33 | P/F distribution board double shutter for accommodate circuit breaker and buslor i/c painting With enameled paint |  | P.Sft
3 | 3 | P/F Energy saver superior quality i/c fixing on existing holder etc complete etc |  | Each
4 | 1 | P/F-. wall / Ceiling mounted light fancy type, superior quality i/c necessary electric connection Rs. 600.00 Each an with holder , without energy Saver etc |  | Each
TOTAL :-
| Cost of Bid |  |  | Amount | Position
1. (A) Cost Based on Composite Schedule of Rates
2. (B) Cost Based on Non/Offered Schedule of Rates
TOTAL COST OF BID (C) = TOTAL (A) + TOTAL (B)
| CONTRACTOR |  | EXECUTIVE ENGINEER
EDUCATION WORKS DIVISION
SUKKUR

## Bilawal Kandhro
BILL OF QUANTITIES
Discription and Rate of Items based on Composite Schedule of Rates
NAME OF WORK :- REPAIR/RENOVATION/REHABILITATION LACKING FACILITIES OF LAVOTARY BLOCK/COMPOUND WALL & DRINKING WATER OF CAMPUS/MERGED UNDER OTG PROGRAMME DISTRICT SUKKUR @ GBPS Bilawal kandhro Taluka Rohri. (Electrification)
Item No. | Quantities | Description of item to be executed at site | Rate | Units | Amount
PART "A" ELECTRIC SCHEDULE ITEMS
1 | 3 | Wiring for light or fan point with 3/.029 PVCinsulated wire in 20mm (3/4’’) channel patti on surface as required (S.No. 129 P-15). | 910 | per point | 2730
2 | 1 | Wiring for plug point with 3/.029 PVC insulated wire in 20mm (3/4’’) channel patti on surface as required (S.I.No:130 P- No:15) | 742 | per point | 742
3 | 3 | Providing & fixing one way SP 5amp switch flush type(S.I.No:219 P- No:33) | 54 | P.No | 162
4 | 1 | Providing & fixing two pin 5amp plug & socket (S.I.No:225 P- No:33) | 80 | P.No | 80
5 | 3 | Providing & laying (MAIN or SUB MAIN) PVC insulated with size 2-7/.029 copper conductor in ¾’’ dia PVC conduit on surface (S.I.No:3 P- No:1) | 171 | P.Mtr | 513
6 | 6 | Providing & laying (MAIN or SUB MAIN) PVC insulated with size 2-7/.036 (4mm2) copper conductor in ¾’’ dia PVC conduit on surface. (S.I.No:11 P- No:2) | 200 | per Meter | 1200
7 | 2 | Providing & fixing Brass Battern holder c(S.I.No:232 P- No:33) | 70 | P.No | 140
8 | 2 | Providing & fixing circuit breaker 6,10,15,20, 30,40,50 & 63amp SP (TB-5S) on prepared board as required (S.I.No:202 P- No:30) | 916 | P.No | 1832
9 | 1 | Providing & fixing circuit breaker 6,10,15,20, 30,40,50 & 63amp DP (TB-5S) on prepared board as required. (S.I.No:202 P- No:30) | 2456 | P.No | 2456
10 | 50 | Providing & laying (MAIN or SUB MAIN) PVC insulated & PVC Sheeted with two core copper conductor 300/500 volts size 10mm2 (S.I No. 63 Page No. 8) | 375 | P.Meter | 18750
|  |  | TOTAL :- |  | 28605
Amount Total (CSR)
Part "A" |  | % Above / Below ____________ | Total Amount
Total "A"
NON SCHEDULE ITEMS
1 | 1 | P/F fit.sh type 3 pin plug socket 15 amps with fancy type board and sheet i/c necessary connection |  | Each
2 | 33 | P/F distribution board double shutter for accommodate circuit breaker and buslor i/c painting With enameled paint |  | P.Sft
3 | 3 | P/F Energy saver superior quality i/c fixing on existing holder etc complete etc |  | Each
4 | 1 | P/F-. wall / Ceiling mounted light fancy type, superior quality i/c necessary electric connection Rs. 600.00 Each an with holder , without energy Saver etc |  | Each
TOTAL :-
| Cost of Bid |  |  | Amount | Position
1. (A) Cost Based on Composite Schedule of Rates
2. (B) Cost Based on Non/Offered Schedule of Rates
TOTAL COST OF BID (C) = TOTAL (A) + TOTAL (B)
| CONTRACTOR |  | EXECUTIVE ENGINEER
EDUCATION WORKS DIVISION
SUKKUR

## Chandan Miani
BILL OF QUANTITIES
Discription and Rate of Items based on Composite Schedule of Rates
NAME OF WORK :- REPAIR/RENOVATION/REHABILITATION LACKING FACILITIES OF LAVOTARY BLOCK/COMPOUND WALL & DRINKING WATER OF CAMPUS/MERGED UNDER OTG PROGRAMME DISTRICT SUKKUR @ GBPS Chandan Miani Taluka Pano Akil. (Electrification)
Item No. | Quantities | Description of item to be executed at site | Rate | Units | Amount
PART "A" ELECTRIC SCHEDULE ITEMS
1 | 3 | Wiring for light or fan point with 3/.029 PVCinsulated wire in 20mm (3/4’’) channel patti on surface as required (S.No. 129 P-15). | 910 | per point | 2730
2 | 1 | Wiring for plug point with 3/.029 PVC insulated wire in 20mm (3/4’’) channel patti on surface as required (S.I.No:130 P- No:15) | 742 | per point | 742
3 | 3 | Providing & fixing one way SP 5amp switch flush type(S.I.No:219 P- No:33) | 54 | P.No | 162
4 | 1 | Providing & fixing two pin 5amp plug & socket (S.I.No:225 P- No:33) | 80 | P.No | 80
5 | 3 | Providing & laying (MAIN or SUB MAIN) PVC insulated with size 2-7/.029 copper conductor in ¾’’ dia PVC conduit on surface (S.I.No:3 P- No:1) | 171 | P.Mtr | 513
6 | 6 | Providing & laying (MAIN or SUB MAIN) PVC insulated with size 2-7/.036 (4mm2) copper conductor in ¾’’ dia PVC conduit on surface. (S.I.No:11 P- No:2) | 200 | per Meter | 1200
7 | 2 | Providing & fixing Brass Battern holder c(S.I.No:232 P- No:33) | 70 | P.No | 140
8 | 2 | Providing & fixing circuit breaker 6,10,15,20, 30,40,50 & 63amp SP (TB-5S) on prepared board as required (S.I.No:202 P- No:30) | 916 | P.No | 1832
9 | 1 | Providing & fixing circuit breaker 6,10,15,20, 30,40,50 & 63amp DP (TB-5S) on prepared board as required. (S.I.No:202 P- No:30) | 2456 | P.No | 2456
10 | 50 | Providing & laying (MAIN or SUB MAIN) PVC insulated & PVC Sheeted with two core copper conductor 300/500 volts size 10mm2 (S.I No. 63 Page No. 8) | 375 | P.Meter | 18750
|  |  | TOTAL :- |  | 28605
Amount Total (CSR)
Part "A" |  | % Above / Below ____________ | Total Amount
Total "A"
NON SCHEDULE ITEMS
1 | 1 | P/F fit.sh type 3 pin plug socket 15 amps with fancy type board and sheet i/c necessary connection |  | Each
2 | 33 | P/F distribution board double shutter for accommodate circuit breaker and buslor i/c painting With enameled paint |  | P.Sft
3 | 3 | P/F Energy saver superior quality i/c fixing on existing holder etc complete etc |  | Each
4 | 1 | P/F-. wall / Ceiling mounted light fancy type, superior quality i/c necessary electric connection Rs. 600.00 Each an with holder , without energy Saver etc |  | Each
TOTAL :-
| Cost of Bid |  |  | Amount | Position
1. (A) Cost Based on Composite Schedule of Rates
2. (B) Cost Based on Non/Offered Schedule of Rates
TOTAL COST OF BID (C) = TOTAL (A) + TOTAL (B)
| CONTRACTOR |  | EXECUTIVE ENGINEER
EDUCATION WORKS DIVISION
SUKKUR

## Dafar Jatoi
BILL OF QUANTITIES
Discription and Rate of Items based on Composite Schedule of Rates
NAME OF WORK :- REPAIR/RENOVATION/REHABILITATION LACKING FACILITIES OF LAVOTARY BLOCK/COMPOUND WALL & DRINKING WATER OF CAMPUS/MERGED UNDER OTG PROGRAMME DISTRICT SUKKUR @ GBPS Dafar Jatoi Taluka Pano Akil. (Electrification)
Item No. | Quantities | Description of item to be executed at site | Rate | Units | Amount
PART "A" ELECTRIC SCHEDULE ITEMS
1 | 3 | Wiring for light or fan point with 3/.029 PVCinsulated wire in 20mm (3/4’’) channel patti on surface as required (S.No. 129 P-15). | 910 | per point | 2730
2 | 1 | Wiring for plug point with 3/.029 PVC insulated wire in 20mm (3/4’’) channel patti on surface as required (S.I.No:130 P- No:15) | 742 | per point | 742
3 | 3 | Providing & fixing one way SP 5amp switch flush type(S.I.No:219 P- No:33) | 54 | P.No | 162
4 | 1 | Providing & fixing two pin 5amp plug & socket (S.I.No:225 P- No:33) | 80 | P.No | 80
5 | 3 | Providing & laying (MAIN or SUB MAIN) PVC insulated with size 2-7/.029 copper conductor in ¾’’ dia PVC conduit on surface (S.I.No:3 P- No:1) | 171 | P.Mtr | 513
6 | 6 | Providing & laying (MAIN or SUB MAIN) PVC insulated with size 2-7/.036 (4mm2) copper conductor in ¾’’ dia PVC conduit on surface. (S.I.No:11 P- No:2) | 200 | per Meter | 1200
7 | 2 | Providing & fixing Brass Battern holder c(S.I.No:232 P- No:33) | 70 | P.No | 140
8 | 2 | Providing & fixing circuit breaker 6,10,15,20, 30,40,50 & 63amp SP (TB-5S) on prepared board as required (S.I.No:202 P- No:30) | 916 | P.No | 1832
9 | 1 | Providing & fixing circuit breaker 6,10,15,20, 30,40,50 & 63amp DP (TB-5S) on prepared board as required. (S.I.No:202 P- No:30) | 2456 | P.No | 2456
10 | 50 | Providing & laying (MAIN or SUB MAIN) PVC insulated & PVC Sheeted with two core copper conductor 300/500 volts size 10mm2 (S.I No. 63 Page No. 8) | 375 | P.Meter | 18750
|  |  | TOTAL :- |  | 28605
Amount Total (CSR)
Part "A" |  | % Above / Below ____________ | Total Amount
Total "A"
NON SCHEDULE ITEMS
1 | 1 | P/F fit.sh type 3 pin plug socket 15 amps with fancy type board and sheet i/c necessary connection |  | Each
2 | 33 | P/F distribution board double shutter for accommodate circuit breaker and buslor i/c painting With enameled paint |  | P.Sft
3 | 3 | P/F Energy saver superior quality i/c fixing on existing holder etc complete etc |  | Each
4 | 1 | P/F-. wall / Ceiling mounted light fancy type, superior quality i/c necessary electric connection Rs. 600.00 Each an with holder , without energy Saver etc |  | Each
TOTAL :-
| Cost of Bid |  |  | Amount | Position
1. (A) Cost Based on Composite Schedule of Rates
2. (B) Cost Based on Non/Offered Schedule of Rates
TOTAL COST OF BID (C) = TOTAL (A) + TOTAL (B)
| CONTRACTOR |  | EXECUTIVE ENGINEER
EDUCATION WORKS DIVISION
SUKKUR

## Dargah Bachal Shah
BILL OF QUANTITIES
Discription and Rate of Items based on Composite Schedule of Rates
NAME OF WORK :- REPAIR/RENOVATION/REHABILITATION LACKING FACILITIES OF LAVOTARY BLOCK/COMPOUND WALL & DRINKING WATER OF CAMPUS/MERGED UNDER OTG PROGRAMME DISTRICT SUKKUR @ GBPS Dargah Bachal Shah Taluka Saleh Pat. (Electrification)
Item No. | Quantities | Description of item to be executed at site | Rate | Units | Amount
PART "A" ELECTRIC SCHEDULE ITEMS
1 | 3 | Wiring for light or fan point with 3/.029 PVCinsulated wire in 20mm (3/4’’) channel patti on surface as required (S.No. 129 P-15). | 910 | per point | 2730
2 | 1 | Wiring for plug point with 3/.029 PVC insulated wire in 20mm (3/4’’) channel patti on surface as required (S.I.No:130 P- No:15) | 742 | per point | 742
3 | 3 | Providing & fixing one way SP 5amp switch flush type(S.I.No:219 P- No:33) | 54 | P.No | 162
4 | 1 | Providing & fixing two pin 5amp plug & socket (S.I.No:225 P- No:33) | 80 | P.No | 80
5 | 3 | Providing & laying (MAIN or SUB MAIN) PVC insulated with size 2-7/.029 copper conductor in ¾’’ dia PVC conduit on surface (S.I.No:3 P- No:1) | 171 | P.Mtr | 513
6 | 6 | Providing & laying (MAIN or SUB MAIN) PVC insulated with size 2-7/.036 (4mm2) copper conductor in ¾’’ dia PVC conduit on surface. (S.I.No:11 P- No:2) | 200 | per Meter | 1200
7 | 2 | Providing & fixing Brass Battern holder c(S.I.No:232 P- No:33) | 70 | P.No | 140
8 | 2 | Providing & fixing circuit breaker 6,10,15,20, 30,40,50 & 63amp SP (TB-5S) on prepared board as required (S.I.No:202 P- No:30) | 916 | P.No | 1832
9 | 1 | Providing & fixing circuit breaker 6,10,15,20, 30,40,50 & 63amp DP (TB-5S) on prepared board as required. (S.I.No:202 P- No:30) | 2456 | P.No | 2456
10 | 50 | Providing & laying (MAIN or SUB MAIN) PVC insulated & PVC Sheeted with two core copper conductor 300/500 volts size 10mm2 (S.I No. 63 Page No. 8) | 375 | P.Meter | 18750
|  |  | TOTAL :- |  | 28605
Amount Total (CSR)
Part "A" |  | % Above / Below ____________ | Total Amount
Total "A"
NON SCHEDULE ITEMS
1 | 1 | P/F fit.sh type 3 pin plug socket 15 amps with fancy type board and sheet i/c necessary connection |  | Each
2 | 33 | P/F distribution board double shutter for accommodate circuit breaker and buslor i/c painting With enameled paint |  | P.Sft
3 | 3 | P/F Energy saver superior quality i/c fixing on existing holder etc complete etc |  | Each
4 | 1 | P/F-. wall / Ceiling mounted light fancy type, superior quality i/c necessary electric connection Rs. 600.00 Each an with holder , without energy Saver etc |  | Each
TOTAL :-
| Cost of Bid |  |  | Amount | Position
1. (A) Cost Based on Composite Schedule of Rates
2. (B) Cost Based on Non/Offered Schedule of Rates
TOTAL COST OF BID (C) = TOTAL (A) + TOTAL (B)
| CONTRACTOR |  | EXECUTIVE ENGINEER
EDUCATION WORKS DIVISION
SUKKUR

## Daro
BILL OF QUANTITIES
Discription and Rate of Items based on Composite Schedule of Rates
NAME OF WORK :- REPAIR/RENOVATION/REHABILITATION LACKING FACILITIES OF LAVOTARY BLOCK/COMPOUND WALL & DRINKING WATER OF CAMPUS/MERGED UNDER OTG PROGRAMME DISTRICT SUKKUR @ GBPS Daro Taluka Rohri. (Electrification)
Item No. | Quantities | Description of item to be executed at site | Rate | Units | Amount
PART "A" ELECTRIC SCHEDULE ITEMS
1 | 3 | Wiring for light or fan point with 3/.029 PVCinsulated wire in 20mm (3/4’’) channel patti on surface as required (S.No. 129 P-15). | 910 | per point | 2730
2 | 1 | Wiring for plug point with 3/.029 PVC insulated wire in 20mm (3/4’’) channel patti on surface as required (S.I.No:130 P- No:15) | 742 | per point | 742
3 | 3 | Providing & fixing one way SP 5amp switch flush type(S.I.No:219 P- No:33) | 54 | P.No | 162
4 | 1 | Providing & fixing two pin 5amp plug & socket (S.I.No:225 P- No:33) | 80 | P.No | 80
5 | 3 | Providing & laying (MAIN or SUB MAIN) PVC insulated with size 2-7/.029 copper conductor in ¾’’ dia PVC conduit on surface (S.I.No:3 P- No:1) | 171 | P.Mtr | 513
6 | 6 | Providing & laying (MAIN or SUB MAIN) PVC insulated with size 2-7/.036 (4mm2) copper conductor in ¾’’ dia PVC conduit on surface. (S.I.No:11 P- No:2) | 200 | per Meter | 1200
7 | 2 | Providing & fixing Brass Battern holder c(S.I.No:232 P- No:33) | 70 | P.No | 140
8 | 2 | Providing & fixing circuit breaker 6,10,15,20, 30,40,50 & 63amp SP (TB-5S) on prepared board as required (S.I.No:202 P- No:30) | 916 | P.No | 1832
9 | 1 | Providing & fixing circuit breaker 6,10,15,20, 30,40,50 & 63amp DP (TB-5S) on prepared board as required. (S.I.No:202 P- No:30) | 2456 | P.No | 2456
10 | 50 | Providing & laying (MAIN or SUB MAIN) PVC insulated & PVC Sheeted with two core copper conductor 300/500 volts size 10mm2 (S.I No. 63 Page No. 8) | 375 | P.Meter | 18750
|  |  | TOTAL :- |  | 28605
Amount Total (CSR)
Part "A" |  | % Above / Below ____________ | Total Amount
Total "A"
NON SCHEDULE ITEMS
1 | 1 | P/F fit.sh type 3 pin plug socket 15 amps with fancy type board and sheet i/c necessary connection |  | Each
2 | 33 | P/F distribution board double shutter for accommodate circuit breaker and buslor i/c painting With enameled paint |  | P.Sft
3 | 3 | P/F Energy saver superior quality i/c fixing on existing holder etc complete etc |  | Each
4 | 1 | P/F-. wall / Ceiling mounted light fancy type, superior quality i/c necessary electric connection Rs. 600.00 Each an with holder , without energy Saver etc |  | Each
TOTAL :-
| Cost of Bid |  |  | Amount | Position
1. (A) Cost Based on Composite Schedule of Rates
2. (B) Cost Based on Non/Offered Schedule of Rates
TOTAL COST OF BID (C) = TOTAL (A) + TOTAL (B)
| CONTRACTOR |  | EXECUTIVE ENGINEER
EDUCATION WORKS DIVISION
SUKKUR

## Dildar Shah
BILL OF QUANTITIES
Discription and Rate of Items based on Composite Schedule of Rates
NAME OF WORK :- REPAIR/RENOVATION/REHABILITATION LACKING FACILITIES OF LAVOTARY BLOCK/COMPOUND WALL & DRINKING WATER OF CAMPUS/MERGED UNDER OTG PROGRAMME DISTRICT SUKKUR @ GBPS Dildar Shah Colony Taluka Sukkur. (Electrification)
Item No. | Quantities | Description of item to be executed at site | Rate | Units | Amount
PART "A" ELECTRIC SCHEDULE ITEMS
1 | 3 | Wiring for light or fan point with 3/.029 PVCinsulated wire in 20mm (3/4’’) channel patti on surface as required (S.No. 129 P-15). | 910 | per point | 2730
2 | 1 | Wiring for plug point with 3/.029 PVC insulated wire in 20mm (3/4’’) channel patti on surface as required (S.I.No:130 P- No:15) | 742 | per point | 742
3 | 3 | Providing & fixing one way SP 5amp switch flush type(S.I.No:219 P- No:33) | 54 | P.No | 162
4 | 1 | Providing & fixing two pin 5amp plug & socket (S.I.No:225 P- No:33) | 80 | P.No | 80
5 | 3 | Providing & laying (MAIN or SUB MAIN) PVC insulated with size 2-7/.029 copper conductor in ¾’’ dia PVC conduit on surface (S.I.No:3 P- No:1) | 171 | P.Mtr | 513
6 | 6 | Providing & laying (MAIN or SUB MAIN) PVC insulated with size 2-7/.036 (4mm2) copper conductor in ¾’’ dia PVC conduit on surface. (S.I.No:11 P- No:2) | 200 | per Meter | 1200
7 | 2 | Providing & fixing Brass Battern holder c(S.I.No:232 P- No:33) | 70 | P.No | 140
8 | 2 | Providing & fixing circuit breaker 6,10,15,20, 30,40,50 & 63amp SP (TB-5S) on prepared board as required (S.I.No:202 P- No:30) | 916 | P.No | 1832
9 | 1 | Providing & fixing circuit breaker 6,10,15,20, 30,40,50 & 63amp DP (TB-5S) on prepared board as required. (S.I.No:202 P- No:30) | 2456 | P.No | 2456
10 | 50 | Providing & laying (MAIN or SUB MAIN) PVC insulated & PVC Sheeted with two core copper conductor 300/500 volts size 10mm2 (S.I No. 63 Page No. 8) | 375 | P.Meter | 18750
|  |  | TOTAL :- |  | 28605
Amount Total (CSR)
Part "A" |  | % Above / Below ____________ | Total Amount
Total "A"
NON SCHEDULE ITEMS
1 | 1 | P/F fit.sh type 3 pin plug socket 15 amps with fancy type board and sheet i/c necessary connection |  | Each
2 | 33 | P/F distribution board double shutter for accommodate circuit breaker and buslor i/c painting With enameled paint |  | P.Sft
3 | 3 | P/F Energy saver superior quality i/c fixing on existing holder etc complete etc |  | Each
4 | 1 | P/F-. wall / Ceiling mounted light fancy type, superior quality i/c necessary electric connection Rs. 600.00 Each an with holder , without energy Saver etc |  | Each
TOTAL :-
| Cost of Bid |  |  | Amount | Position
1. (A) Cost Based on Composite Schedule of Rates
2. (B) Cost Based on Non/Offered Schedule of Rates
TOTAL COST OF BID (C) = TOTAL (A) + TOTAL (B)
| CONTRACTOR |  | EXECUTIVE ENGINEER
EDUCATION WORKS DIVISION
SUKKUR

## Dinal Mir Bahar
BILL OF QUANTITIES
Discription and Rate of Items based on Composite Schedule of Rates
NAME OF WORK :- REPAIR/RENOVATION/REHABILITATION LACKING FACILITIES OF LAVOTARY BLOCK/COMPOUND WALL & DRINKING WATER OF CAMPUS/MERGED UNDER OTG PROGRAMME DISTRICT SUKKUR @ GBPS Dinal Mirbahar Taluka Saleh Pat. (Electrification)
Item No. | Quantities | Description of item to be executed at site | Rate | Units | Amount
PART "A" ELECTRIC SCHEDULE ITEMS
1 | 3 | Wiring for light or fan point with 3/.029 PVCinsulated wire in 20mm (3/4’’) channel patti on surface as required (S.No. 129 P-15). | 910 | per point | 2730
2 | 1 | Wiring for plug point with 3/.029 PVC insulated wire in 20mm (3/4’’) channel patti on surface as required (S.I.No:130 P- No:15) | 742 | per point | 742
3 | 3 | Providing & fixing one way SP 5amp switch flush type(S.I.No:219 P- No:33) | 54 | P.No | 162
4 | 1 | Providing & fixing two pin 5amp plug & socket (S.I.No:225 P- No:33) | 80 | P.No | 80
5 | 3 | Providing & laying (MAIN or SUB MAIN) PVC insulated with size 2-7/.029 copper conductor in ¾’’ dia PVC conduit on surface (S.I.No:3 P- No:1) | 171 | P.Mtr | 513
6 | 6 | Providing & laying (MAIN or SUB MAIN) PVC insulated with size 2-7/.036 (4mm2) copper conductor in ¾’’ dia PVC conduit on surface. (S.I.No:11 P- No:2) | 200 | per Meter | 1200
7 | 2 | Providing & fixing Brass Battern holder c(S.I.No:232 P- No:33) | 70 | P.No | 140
8 | 2 | Providing & fixing circuit breaker 6,10,15,20, 30,40,50 & 63amp SP (TB-5S) on prepared board as required (S.I.No:202 P- No:30) | 916 | P.No | 1832
9 | 1 | Providing & fixing circuit breaker 6,10,15,20, 30,40,50 & 63amp DP (TB-5S) on prepared board as required. (S.I.No:202 P- No:30) | 2456 | P.No | 2456
10 | 50 | Providing & laying (MAIN or SUB MAIN) PVC insulated & PVC Sheeted with two core copper conductor 300/500 volts size 10mm2 (S.I No. 63 Page No. 8) | 375 | P.Meter | 18750
|  |  | TOTAL :- |  | 28605
Amount Total (CSR)
Part "A" |  | % Above / Below ____________ | Total Amount
Total "A"
NON SCHEDULE ITEMS
1 | 1 | P/F fit.sh type 3 pin plug socket 15 amps with fancy type board and sheet i/c necessary connection |  | Each
2 | 33 | P/F distribution board double shutter for accommodate circuit breaker and buslor i/c painting With enameled paint |  | P.Sft
3 | 3 | P/F Energy saver superior quality i/c fixing on existing holder etc complete etc |  | Each
4 | 1 | P/F-. wall / Ceiling mounted light fancy type, superior quality i/c necessary electric connection Rs. 600.00 Each an with holder , without energy Saver etc |  | Each
TOTAL :-
| Cost of Bid |  |  | Amount | Position
1. (A) Cost Based on Composite Schedule of Rates
2. (B) Cost Based on Non/Offered Schedule of Rates
TOTAL COST OF BID (C) = TOTAL (A) + TOTAL (B)
| CONTRACTOR |  | EXECUTIVE ENGINEER
EDUCATION WORKS DIVISION
SUKKUR

## Duber
BILL OF QUANTITIES
Discription and Rate of Items based on Composite Schedule of Rates
NAME OF WORK :- REPAIR/RENOVATION/REHABILITATION LACKING FACILITIES OF LAVOTARY BLOCK/COMPOUND WALL & DRINKING WATER OF CAMPUS/MERGED UNDER OTG PROGRAMME DISTRICT SUKKUR @ GBPS Dubar Taluka Rohri. (Electrification)
Item No. | Quantities | Description of item to be executed at site | Rate | Units | Amount
PART "A" ELECTRIC SCHEDULE ITEMS
1 | 3 | Wiring for light or fan point with 3/.029 PVCinsulated wire in 20mm (3/4’’) channel patti on surface as required (S.No. 129 P-15). | 910 | per point | 2730
2 | 1 | Wiring for plug point with 3/.029 PVC insulated wire in 20mm (3/4’’) channel patti on surface as required (S.I.No:130 P- No:15) | 742 | per point | 742
3 | 3 | Providing & fixing one way SP 5amp switch flush type(S.I.No:219 P- No:33) | 54 | P.No | 162
4 | 1 | Providing & fixing two pin 5amp plug & socket (S.I.No:225 P- No:33) | 80 | P.No | 80
5 | 3 | Providing & laying (MAIN or SUB MAIN) PVC insulated with size 2-7/.029 copper conductor in ¾’’ dia PVC conduit on surface (S.I.No:3 P- No:1) | 171 | P.Mtr | 513
6 | 6 | Providing & laying (MAIN or SUB MAIN) PVC insulated with size 2-7/.036 (4mm2) copper conductor in ¾’’ dia PVC conduit on surface. (S.I.No:11 P- No:2) | 200 | per Meter | 1200
7 | 2 | Providing & fixing Brass Battern holder c(S.I.No:232 P- No:33) | 70 | P.No | 140
8 | 2 | Providing & fixing circuit breaker 6,10,15,20, 30,40,50 & 63amp SP (TB-5S) on prepared board as required (S.I.No:202 P- No:30) | 916 | P.No | 1832
9 | 1 | Providing & fixing circuit breaker 6,10,15,20, 30,40,50 & 63amp DP (TB-5S) on prepared board as required. (S.I.No:202 P- No:30) | 2456 | P.No | 2456
10 | 50 | Providing & laying (MAIN or SUB MAIN) PVC insulated & PVC Sheeted with two core copper conductor 300/500 volts size 10mm2 (S.I No. 63 Page No. 8) | 375 | P.Meter | 18750
|  |  | TOTAL :- |  | 28605
Amount Total (CSR)
Part "A" |  | % Above / Below ____________ | Total Amount
Total "A"
NON SCHEDULE ITEMS
1 | 1 | P/F fit.sh type 3 pin plug socket 15 amps with fancy type board and sheet i/c necessary connection |  | Each
2 | 33 | P/F distribution board double shutter for accommodate circuit breaker and buslor i/c painting With enameled paint |  | P.Sft
3 | 3 | P/F Energy saver superior quality i/c fixing on existing holder etc complete etc |  | Each
4 | 1 | P/F-. wall / Ceiling mounted light fancy type, superior quality i/c necessary electric connection Rs. 600.00 Each an with holder , without energy Saver etc |  | Each
TOTAL :-
| Cost of Bid |  |  | Amount | Position
1. (A) Cost Based on Composite Schedule of Rates
2. (B) Cost Based on Non/Offered Schedule of Rates
TOTAL COST OF BID (C) = TOTAL (A) + TOTAL (B)
| CONTRACTOR |  | EXECUTIVE ENGINEER
EDUCATION WORKS DIVISION
SUKKUR

## Biji Sharif
BILL OF QUANTITIES
Discription and Rate of Items based on Composite Schedule of Rates
NAME OF WORK :- REPAIR/RENOVATION/REHABILITATION LACKING FACILITIES OF LAVOTARY BLOCK/COMPOUND WALL & DRINKING WATER OF CAMPUS/MERGED UNDER OTG PROGRAMME DISTRICT SUKKUR @ GGPS Baiji Sharif Taluka Pano Akil. (Electrification)
Item No. | Quantities | Description of item to be executed at site | Rate | Units | Amount
PART "A" ELECTRIC SCHEDULE ITEMS
1 | 3 | Wiring for light or fan point with 3/.029 PVCinsulated wire in 20mm (3/4’’) channel patti on surface as required (S.No. 129 P-15). | 910 | per point | 2730
2 | 1 | Wiring for plug point with 3/.029 PVC insulated wire in 20mm (3/4’’) channel patti on surface as required (S.I.No:130 P- No:15) | 742 | per point | 742
3 | 3 | Providing & fixing one way SP 5amp switch flush type(S.I.No:219 P- No:33) | 54 | P.No | 162
4 | 1 | Providing & fixing two pin 5amp plug & socket (S.I.No:225 P- No:33) | 80 | P.No | 80
5 | 3 | Providing & laying (MAIN or SUB MAIN) PVC insulated with size 2-7/.029 copper conductor in ¾’’ dia PVC conduit on surface (S.I.No:3 P- No:1) | 171 | P.Mtr | 513
6 | 6 | Providing & laying (MAIN or SUB MAIN) PVC insulated with size 2-7/.036 (4mm2) copper conductor in ¾’’ dia PVC conduit on surface. (S.I.No:11 P- No:2) | 200 | per Meter | 1200
7 | 2 | Providing & fixing Brass Battern holder c(S.I.No:232 P- No:33) | 70 | P.No | 140
8 | 2 | Providing & fixing circuit breaker 6,10,15,20, 30,40,50 & 63amp SP (TB-5S) on prepared board as required (S.I.No:202 P- No:30) | 916 | P.No | 1832
9 | 1 | Providing & fixing circuit breaker 6,10,15,20, 30,40,50 & 63amp DP (TB-5S) on prepared board as required. (S.I.No:202 P- No:30) | 2456 | P.No | 2456
10 | 50 | Providing & laying (MAIN or SUB MAIN) PVC insulated & PVC Sheeted with two core copper conductor 300/500 volts size 10mm2 (S.I No. 63 Page No. 8) | 375 | P.Meter | 18750
|  |  | TOTAL :- |  | 28605
Amount Total (CSR)
Part "A" |  | % Above / Below ____________ | Total Amount
Total "A"
NON SCHEDULE ITEMS
1 | 1 | P/F fit.sh type 3 pin plug socket 15 amps with fancy type board and sheet i/c necessary connection |  | Each
2 | 33 | P/F distribution board double shutter for accommodate circuit breaker and buslor i/c painting With enameled paint |  | P.Sft
3 | 3 | P/F Energy saver superior quality i/c fixing on existing holder etc complete etc |  | Each
4 | 1 | P/F-. wall / Ceiling mounted light fancy type, superior quality i/c necessary electric connection Rs. 600.00 Each an with holder , without energy Saver etc |  | Each
TOTAL :-
| Cost of Bid |  |  | Amount | Position
1. (A) Cost Based on Composite Schedule of Rates
2. (B) Cost Based on Non/Offered Schedule of Rates
TOTAL COST OF BID (C) = TOTAL (A) + TOTAL (B)
| CONTRACTOR |  | EXECUTIVE ENGINEER
EDUCATION WORKS DIVISION
SUKKUR

## Hingoro
BILL OF QUANTITIES
Discription and Rate of Items based on Composite Schedule of Rates
NAME OF WORK :- REPAIR/RENOVATION/REHABILITATION LACKING FACILITIES OF LAVOTARY BLOCK/COMPOUND WALL & DRINKING WATER OF CAMPUS/MERGED UNDER OTG PROGRAMME DISTRICT SUKKUR @ GBPS Hingoro Taluka Pano Akil. (Electrification)
Item No. | Quantities | Description of item to be executed at site | Rate | Units | Amount
PART "A" ELECTRIC SCHEDULE ITEMS
1 | 3 | Wiring for light or fan point with 3/.029 PVCinsulated wire in 20mm (3/4’’) channel patti on surface as required (S.No. 129 P-15). | 910 | per point | 2730
2 | 1 | Wiring for plug point with 3/.029 PVC insulated wire in 20mm (3/4’’) channel patti on surface as required (S.I.No:130 P- No:15) | 742 | per point | 742
3 | 3 | Providing & fixing one way SP 5amp switch flush type(S.I.No:219 P- No:33) | 54 | P.No | 162
4 | 1 | Providing & fixing two pin 5amp plug & socket (S.I.No:225 P- No:33) | 80 | P.No | 80
5 | 3 | Providing & laying (MAIN or SUB MAIN) PVC insulated with size 2-7/.029 copper conductor in ¾’’ dia PVC conduit on surface (S.I.No:3 P- No:1) | 171 | P.Mtr | 513
6 | 6 | Providing & laying (MAIN or SUB MAIN) PVC insulated with size 2-7/.036 (4mm2) copper conductor in ¾’’ dia PVC conduit on surface. (S.I.No:11 P- No:2) | 200 | per Meter | 1200
7 | 2 | Providing & fixing Brass Battern holder c(S.I.No:232 P- No:33) | 70 | P.No | 140
8 | 2 | Providing & fixing circuit breaker 6,10,15,20, 30,40,50 & 63amp SP (TB-5S) on prepared board as required (S.I.No:202 P- No:30) | 916 | P.No | 1832
9 | 1 | Providing & fixing circuit breaker 6,10,15,20, 30,40,50 & 63amp DP (TB-5S) on prepared board as required. (S.I.No:202 P- No:30) | 2456 | P.No | 2456
10 | 50 | Providing & laying (MAIN or SUB MAIN) PVC insulated & PVC Sheeted with two core copper conductor 300/500 volts size 10mm2 (S.I No. 63 Page No. 8) | 375 | P.Meter | 18750
|  |  | TOTAL :- |  | 28605
Amount Total (CSR)
Part "A" |  | % Above / Below ____________ | Total Amount
Total "A"
NON SCHEDULE ITEMS
1 | 1 | P/F fit.sh type 3 pin plug socket 15 amps with fancy type board and sheet i/c necessary connection |  | Each
2 | 33 | P/F distribution board double shutter for accommodate circuit breaker and buslor i/c painting With enameled paint |  | P.Sft
3 | 3 | P/F Energy saver superior quality i/c fixing on existing holder etc complete etc |  | Each
4 | 1 | P/F-. wall / Ceiling mounted light fancy type, superior quality i/c necessary electric connection Rs. 600.00 Each an with holder , without energy Saver etc |  | Each
TOTAL :-
| Cost of Bid |  |  | Amount | Position
1. (A) Cost Based on Composite Schedule of Rates
2. (B) Cost Based on Non/Offered Schedule of Rates
TOTAL COST OF BID (C) = TOTAL (A) + TOTAL (B)
| CONTRACTOR |  | EXECUTIVE ENGINEER
EDUCATION WORKS DIVISION
SUKKUR

## Hyder Shah
BILL OF QUANTITIES
Discription and Rate of Items based on Composite Schedule of Rates
NAME OF WORK :- REPAIR/RENOVATION/REHABILITATION LACKING FACILITIES OF LAVOTARY BLOCK/COMPOUND WALL & DRINKING WATER OF CAMPUS/MERGED UNDER OTG PROGRAMME DISTRICT SUKKUR @ GBPS Hyder Shah Taluka Sukkur. (Electrification)
Item No. | Quantities | Description of item to be executed at site | Rate | Units | Amount
PART "A" ELECTRIC SCHEDULE ITEMS
1 | 3 | Wiring for light or fan point with 3/.029 PVCinsulated wire in 20mm (3/4’’) channel patti on surface as required (S.No. 129 P-15). | 910 | per point | 2730
2 | 1 | Wiring for plug point with 3/.029 PVC insulated wire in 20mm (3/4’’) channel patti on surface as required (S.I.No:130 P- No:15) | 742 | per point | 742
3 | 3 | Providing & fixing one way SP 5amp switch flush type(S.I.No:219 P- No:33) | 54 | P.No | 162
4 | 1 | Providing & fixing two pin 5amp plug & socket (S.I.No:225 P- No:33) | 80 | P.No | 80
5 | 3 | Providing & laying (MAIN or SUB MAIN) PVC insulated with size 2-7/.029 copper conductor in ¾’’ dia PVC conduit on surface (S.I.No:3 P- No:1) | 171 | P.Mtr | 513
6 | 6 | Providing & laying (MAIN or SUB MAIN) PVC insulated with size 2-7/.036 (4mm2) copper conductor in ¾’’ dia PVC conduit on surface. (S.I.No:11 P- No:2) | 200 | per Meter | 1200
7 | 2 | Providing & fixing Brass Battern holder c(S.I.No:232 P- No:33) | 70 | P.No | 140
8 | 2 | Providing & fixing circuit breaker 6,10,15,20, 30,40,50 & 63amp SP (TB-5S) on prepared board as required (S.I.No:202 P- No:30) | 916 | P.No | 1832
9 | 1 | Providing & fixing circuit breaker 6,10,15,20, 30,40,50 & 63amp DP (TB-5S) on prepared board as required. (S.I.No:202 P- No:30) | 2456 | P.No | 2456
10 | 50 | Providing & laying (MAIN or SUB MAIN) PVC insulated & PVC Sheeted with two core copper conductor 300/500 volts size 10mm2 (S.I No. 63 Page No. 8) | 375 | P.Meter | 18750
|  |  | TOTAL :- |  | 28605
Amount Total (CSR)
Part "A" |  | % Above / Below ____________ | Total Amount
Total "A"
NON SCHEDULE ITEMS
1 | 1 | P/F fit.sh type 3 pin plug socket 15 amps with fancy type board and sheet i/c necessary connection |  | Each
2 | 33 | P/F distribution board double shutter for accommodate circuit breaker and buslor i/c painting With enameled paint |  | P.Sft
3 | 3 | P/F Energy saver superior quality i/c fixing on existing holder etc complete etc |  | Each
4 | 1 | P/F-. wall / Ceiling mounted light fancy type, superior quality i/c necessary electric connection Rs. 600.00 Each an with holder , without energy Saver etc |  | Each
TOTAL :-
| Cost of Bid |  |  | Amount | Position
1. (A) Cost Based on Composite Schedule of Rates
2. (B) Cost Based on Non/Offered Schedule of Rates
TOTAL COST OF BID (C) = TOTAL (A) + TOTAL (B)
| CONTRACTOR |  | EXECUTIVE ENGINEER
EDUCATION WORKS DIVISION
SUKKUR

## Jillani
BILL OF QUANTITIES
Discription and Rate of Items based on Composite Schedule of Rates
NAME OF WORK :- REPAIR/RENOVATION/REHABILITATION LACKING FACILITIES OF LAVOTARY BLOCK/COMPOUND WALL & DRINKING WATER OF CAMPUS/MERGED UNDER OTG PROGRAMME DISTRICT SUKKUR @ GBPS Jillaniabad Taluka Saleh Pat. (Electrification)
Item No. | Quantities | Description of item to be executed at site | Rate | Units | Amount
PART "A" ELECTRIC SCHEDULE ITEMS
1 | 3 | Wiring for light or fan point with 3/.029 PVCinsulated wire in 20mm (3/4’’) channel patti on surface as required (S.No. 129 P-15). | 910 | per point | 2730
2 | 1 | Wiring for plug point with 3/.029 PVC insulated wire in 20mm (3/4’’) channel patti on surface as required (S.I.No:130 P- No:15) | 742 | per point | 742
3 | 3 | Providing & fixing one way SP 5amp switch flush type(S.I.No:219 P- No:33) | 54 | P.No | 162
4 | 1 | Providing & fixing two pin 5amp plug & socket (S.I.No:225 P- No:33) | 80 | P.No | 80
5 | 3 | Providing & laying (MAIN or SUB MAIN) PVC insulated with size 2-7/.029 copper conductor in ¾’’ dia PVC conduit on surface (S.I.No:3 P- No:1) | 171 | P.Mtr | 513
6 | 6 | Providing & laying (MAIN or SUB MAIN) PVC insulated with size 2-7/.036 (4mm2) copper conductor in ¾’’ dia PVC conduit on surface. (S.I.No:11 P- No:2) | 200 | per Meter | 1200
7 | 2 | Providing & fixing Brass Battern holder c(S.I.No:232 P- No:33) | 70 | P.No | 140
8 | 2 | Providing & fixing circuit breaker 6,10,15,20, 30,40,50 & 63amp SP (TB-5S) on prepared board as required (S.I.No:202 P- No:30) | 916 | P.No | 1832
9 | 1 | Providing & fixing circuit breaker 6,10,15,20, 30,40,50 & 63amp DP (TB-5S) on prepared board as required. (S.I.No:202 P- No:30) | 2456 | P.No | 2456
10 | 50 | Providing & laying (MAIN or SUB MAIN) PVC insulated & PVC Sheeted with two core copper conductor 300/500 volts size 10mm2 (S.I No. 63 Page No. 8) | 375 | P.Meter | 18750
|  |  | TOTAL :- |  | 28605
Amount Total (CSR)
Part "A" |  | % Above / Below ____________ | Total Amount
Total "A"
NON SCHEDULE ITEMS
1 | 1 | P/F fit.sh type 3 pin plug socket 15 amps with fancy type board and sheet i/c necessary connection |  | Each
2 | 33 | P/F distribution board double shutter for accommodate circuit breaker and buslor i/c painting With enameled paint |  | P.Sft
3 | 3 | P/F Energy saver superior quality i/c fixing on existing holder etc complete etc |  | Each
4 | 1 | P/F-. wall / Ceiling mounted light fancy type, superior quality i/c necessary electric connection Rs. 600.00 Each an with holder , without energy Saver etc |  | Each
TOTAL :-
| Cost of Bid |  |  | Amount | Position
1. (A) Cost Based on Composite Schedule of Rates
2. (B) Cost Based on Non/Offered Schedule of Rates
TOTAL COST OF BID (C) = TOTAL (A) + TOTAL (B)
| CONTRACTOR |  | EXECUTIVE ENGINEER
EDUCATION WORKS DIVISION
SUKKUR

## Khuda Hafiz Shah
BILL OF QUANTITIES
Discription and Rate of Items based on Composite Schedule of Rates
NAME OF WORK :- REPAIR/RENOVATION/REHABILITATION LACKING FACILITIES OF LAVOTARY BLOCK/COMPOUND WALL & DRINKING WATER OF CAMPUS/MERGED UNDER OTG PROGRAMME DISTRICT SUKKUR @ GBPS Syed Khuda Hafiz Shah Taluka Saleh Pat. (Electrification)
Item No. | Quantities | Description of item to be executed at site | Rate | Units | Amount
PART "A" ELECTRIC SCHEDULE ITEMS
1 | 3 | Wiring for light or fan point with 3/.029 PVCinsulated wire in 20mm (3/4’’) channel patti on surface as required (S.No. 129 P-15). | 910 | per point | 2730
2 | 1 | Wiring for plug point with 3/.029 PVC insulated wire in 20mm (3/4’’) channel patti on surface as required (S.I.No:130 P- No:15) | 742 | per point | 742
3 | 3 | Providing & fixing one way SP 5amp switch flush type(S.I.No:219 P- No:33) | 54 | P.No | 162
4 | 1 | Providing & fixing two pin 5amp plug & socket (S.I.No:225 P- No:33) | 80 | P.No | 80
5 | 3 | Providing & laying (MAIN or SUB MAIN) PVC insulated with size 2-7/.029 copper conductor in ¾’’ dia PVC conduit on surface (S.I.No:3 P- No:1) | 171 | P.Mtr | 513
6 | 6 | Providing & laying (MAIN or SUB MAIN) PVC insulated with size 2-7/.036 (4mm2) copper conductor in ¾’’ dia PVC conduit on surface. (S.I.No:11 P- No:2) | 200 | per Meter | 1200
7 | 2 | Providing & fixing Brass Battern holder c(S.I.No:232 P- No:33) | 70 | P.No | 140
8 | 2 | Providing & fixing circuit breaker 6,10,15,20, 30,40,50 & 63amp SP (TB-5S) on prepared board as required (S.I.No:202 P- No:30) | 916 | P.No | 1832
9 | 1 | Providing & fixing circuit breaker 6,10,15,20, 30,40,50 & 63amp DP (TB-5S) on prepared board as required. (S.I.No:202 P- No:30) | 2456 | P.No | 2456
10 | 50 | Providing & laying (MAIN or SUB MAIN) PVC insulated & PVC Sheeted with two core copper conductor 300/500 volts size 10mm2 (S.I No. 63 Page No. 8) | 375 | P.Meter | 18750
|  |  | TOTAL :- |  | 28605
Amount Total (CSR)
Part "A" |  | % Above / Below ____________ | Total Amount
Total "A"
NON SCHEDULE ITEMS
1 | 1 | P/F fit.sh type 3 pin plug socket 15 amps with fancy type board and sheet i/c necessary connection |  | Each
2 | 33 | P/F distribution board double shutter for accommodate circuit breaker and buslor i/c painting With enameled paint |  | P.Sft
3 | 3 | P/F Energy saver superior quality i/c fixing on existing holder etc complete etc |  | Each
4 | 1 | P/F-. wall / Ceiling mounted light fancy type, superior quality i/c necessary electric connection Rs. 600.00 Each an with holder , without energy Saver etc |  | Each
TOTAL :-
| Cost of Bid |  |  | Amount | Position
1. (A) Cost Based on Composite Schedule of Rates
2. (B) Cost Based on Non/Offered Schedule of Rates
TOTAL COST OF BID (C) = TOTAL (A) + TOTAL (B)
| CONTRACTOR |  | EXECUTIVE ENGINEER
EDUCATION WORKS DIVISION
SUKKUR

## Koro Khan Korai
BILL OF QUANTITIES
Discription and Rate of Items based on Composite Schedule of Rates
NAME OF WORK :- REPAIR/RENOVATION/REHABILITATION LACKING FACILITIES OF LAVOTARY BLOCK/COMPOUND WALL & DRINKING WATER OF CAMPUS/MERGED UNDER OTG PROGRAMME DISTRICT SUKKUR @ GBPS Koro Khan KoraiTaluka Pano Akil. (Electrification)
Item No. | Quantities | Description of item to be executed at site | Rate | Units | Amount
PART "A" ELECTRIC SCHEDULE ITEMS
1 | 3 | Wiring for light or fan point with 3/.029 PVCinsulated wire in 20mm (3/4’’) channel patti on surface as required (S.No. 129 P-15). | 910 | per point | 2730
2 | 1 | Wiring for plug point with 3/.029 PVC insulated wire in 20mm (3/4’’) channel patti on surface as required (S.I.No:130 P- No:15) | 742 | per point | 742
3 | 3 | Providing & fixing one way SP 5amp switch flush type(S.I.No:219 P- No:33) | 54 | P.No | 162
4 | 1 | Providing & fixing two pin 5amp plug & socket (S.I.No:225 P- No:33) | 80 | P.No | 80
5 | 3 | Providing & laying (MAIN or SUB MAIN) PVC insulated with size 2-7/.029 copper conductor in ¾’’ dia PVC conduit on surface (S.I.No:3 P- No:1) | 171 | P.Mtr | 513
6 | 6 | Providing & laying (MAIN or SUB MAIN) PVC insulated with size 2-7/.036 (4mm2) copper conductor in ¾’’ dia PVC conduit on surface. (S.I.No:11 P- No:2) | 200 | per Meter | 1200
7 | 2 | Providing & fixing Brass Battern holder c(S.I.No:232 P- No:33) | 70 | P.No | 140
8 | 2 | Providing & fixing circuit breaker 6,10,15,20, 30,40,50 & 63amp SP (TB-5S) on prepared board as required (S.I.No:202 P- No:30) | 916 | P.No | 1832
9 | 1 | Providing & fixing circuit breaker 6,10,15,20, 30,40,50 & 63amp DP (TB-5S) on prepared board as required. (S.I.No:202 P- No:30) | 2456 | P.No | 2456
10 | 50 | Providing & laying (MAIN or SUB MAIN) PVC insulated & PVC Sheeted with two core copper conductor 300/500 volts size 10mm2 (S.I No. 63 Page No. 8) | 375 | P.Meter | 18750
|  |  | TOTAL :- |  | 28605
Amount Total (CSR)
Part "A" |  | % Above / Below ____________ | Total Amount
Total "A"
NON SCHEDULE ITEMS
1 | 1 | P/F fit.sh type 3 pin plug socket 15 amps with fancy type board and sheet i/c necessary connection |  | Each
2 | 33 | P/F distribution board double shutter for accommodate circuit breaker and buslor i/c painting With enameled paint |  | P.Sft
3 | 3 | P/F Energy saver superior quality i/c fixing on existing holder etc complete etc |  | Each
4 | 1 | P/F-. wall / Ceiling mounted light fancy type, superior quality i/c necessary electric connection Rs. 600.00 Each an with holder , without energy Saver etc |  | Each
TOTAL :-
| Cost of Bid |  |  | Amount | Position
1. (A) Cost Based on Composite Schedule of Rates
2. (B) Cost Based on Non/Offered Schedule of Rates
TOTAL COST OF BID (C) = TOTAL (A) + TOTAL (B)
| CONTRACTOR |  | EXECUTIVE ENGINEER
EDUCATION WORKS DIVISION
SUKKUR

## Lal Jurio
BILL OF QUANTITIES
Discription and Rate of Items based on Composite Schedule of Rates
NAME OF WORK :- REPAIR/RENOVATION/REHABILITATION LACKING FACILITIES OF LAVOTARY BLOCK/COMPOUND WALL & DRINKING WATER OF CAMPUS/MERGED UNDER OTG PROGRAMME DISTRICT SUKKUR @ GBPS Lal Jurio Taluka Saleh Pat. (Electrification)
Item No. | Quantities | Description of item to be executed at site | Rate | Units | Amount
PART "A" ELECTRIC SCHEDULE ITEMS
1 | 3 | Wiring for light or fan point with 3/.029 PVCinsulated wire in 20mm (3/4’’) channel patti on surface as required (S.No. 129 P-15). | 910 | per point | 2730
2 | 1 | Wiring for plug point with 3/.029 PVC insulated wire in 20mm (3/4’’) channel patti on surface as required (S.I.No:130 P- No:15) | 742 | per point | 742
3 | 3 | Providing & fixing one way SP 5amp switch flush type(S.I.No:219 P- No:33) | 54 | P.No | 162
4 | 1 | Providing & fixing two pin 5amp plug & socket (S.I.No:225 P- No:33) | 80 | P.No | 80
5 | 3 | Providing & laying (MAIN or SUB MAIN) PVC insulated with size 2-7/.029 copper conductor in ¾’’ dia PVC conduit on surface (S.I.No:3 P- No:1) | 171 | P.Mtr | 513
6 | 6 | Providing & laying (MAIN or SUB MAIN) PVC insulated with size 2-7/.036 (4mm2) copper conductor in ¾’’ dia PVC conduit on surface. (S.I.No:11 P- No:2) | 200 | per Meter | 1200
7 | 2 | Providing & fixing Brass Battern holder c(S.I.No:232 P- No:33) | 70 | P.No | 140
8 | 2 | Providing & fixing circuit breaker 6,10,15,20, 30,40,50 & 63amp SP (TB-5S) on prepared board as required (S.I.No:202 P- No:30) | 916 | P.No | 1832
9 | 1 | Providing & fixing circuit breaker 6,10,15,20, 30,40,50 & 63amp DP (TB-5S) on prepared board as required. (S.I.No:202 P- No:30) | 2456 | P.No | 2456
10 | 50 | Providing & laying (MAIN or SUB MAIN) PVC insulated & PVC Sheeted with two core copper conductor 300/500 volts size 10mm2 (S.I No. 63 Page No. 8) | 375 | P.Meter | 18750
|  |  | TOTAL :- |  | 28605
Amount Total (CSR)
Part "A" |  | % Above / Below ____________ | Total Amount
Total "A"
NON SCHEDULE ITEMS
1 | 1 | P/F fit.sh type 3 pin plug socket 15 amps with fancy type board and sheet i/c necessary connection |  | Each
2 | 33 | P/F distribution board double shutter for accommodate circuit breaker and buslor i/c painting With enameled paint |  | P.Sft
3 | 3 | P/F Energy saver superior quality i/c fixing on existing holder etc complete etc |  | Each
4 | 1 | P/F-. wall / Ceiling mounted light fancy type, superior quality i/c necessary electric connection Rs. 600.00 Each an with holder , without energy Saver etc |  | Each
TOTAL :-
| Cost of Bid |  |  | Amount | Position
1. (A) Cost Based on Composite Schedule of Rates
2. (B) Cost Based on Non/Offered Schedule of Rates
TOTAL COST OF BID (C) = TOTAL (A) + TOTAL (B)
| CONTRACTOR |  | EXECUTIVE ENGINEER
EDUCATION WORKS DIVISION
SUKKUR

## Lashkar Ali Shaikh
BILL OF QUANTITIES
Discription and Rate of Items based on Composite Schedule of Rates
NAME OF WORK :- REPAIR/RENOVATION/REHABILITATION LACKING FACILITIES OF LAVOTARY BLOCK/COMPOUND WALL & DRINKING WATER OF CAMPUS/MERGED UNDER OTG PROGRAMME DISTRICT SUKKUR @ GBPS Lashkar Ali Shaikh Taluka Rohri. (Electrification)
Item No. | Quantities | Description of item to be executed at site | Rate | Units | Amount
PART "A" ELECTRIC SCHEDULE ITEMS
1 | 3 | Wiring for light or fan point with 3/.029 PVCinsulated wire in 20mm (3/4’’) channel patti on surface as required (S.No. 129 P-15). | 910 | per point | 2730
2 | 1 | Wiring for plug point with 3/.029 PVC insulated wire in 20mm (3/4’’) channel patti on surface as required (S.I.No:130 P- No:15) | 742 | per point | 742
3 | 3 | Providing & fixing one way SP 5amp switch flush type(S.I.No:219 P- No:33) | 54 | P.No | 162
4 | 1 | Providing & fixing two pin 5amp plug & socket (S.I.No:225 P- No:33) | 80 | P.No | 80
5 | 3 | Providing & laying (MAIN or SUB MAIN) PVC insulated with size 2-7/.029 copper conductor in ¾’’ dia PVC conduit on surface (S.I.No:3 P- No:1) | 171 | P.Mtr | 513
6 | 6 | Providing & laying (MAIN or SUB MAIN) PVC insulated with size 2-7/.036 (4mm2) copper conductor in ¾’’ dia PVC conduit on surface. (S.I.No:11 P- No:2) | 200 | per Meter | 1200
7 | 2 | Providing & fixing Brass Battern holder c(S.I.No:232 P- No:33) | 70 | P.No | 140
8 | 2 | Providing & fixing circuit breaker 6,10,15,20, 30,40,50 & 63amp SP (TB-5S) on prepared board as required (S.I.No:202 P- No:30) | 916 | P.No | 1832
9 | 1 | Providing & fixing circuit breaker 6,10,15,20, 30,40,50 & 63amp DP (TB-5S) on prepared board as required. (S.I.No:202 P- No:30) | 2456 | P.No | 2456
10 | 50 | Providing & laying (MAIN or SUB MAIN) PVC insulated & PVC Sheeted with two core copper conductor 300/500 volts size 10mm2 (S.I No. 63 Page No. 8) | 375 | P.Meter | 18750
|  |  | TOTAL :- |  | 28605
Amount Total (CSR)
Part "A" |  | % Above / Below ____________ | Total Amount
Total "A"
NON SCHEDULE ITEMS
1 | 1 | P/F fit.sh type 3 pin plug socket 15 amps with fancy type board and sheet i/c necessary connection |  | Each
2 | 33 | P/F distribution board double shutter for accommodate circuit breaker and buslor i/c painting With enameled paint |  | P.Sft
3 | 3 | P/F Energy saver superior quality i/c fixing on existing holder etc complete etc |  | Each
4 | 1 | P/F-. wall / Ceiling mounted light fancy type, superior quality i/c necessary electric connection Rs. 600.00 Each an with holder , without energy Saver etc |  | Each
TOTAL :-
| Cost of Bid |  |  | Amount | Position
1. (A) Cost Based on Composite Schedule of Rates
2. (B) Cost Based on Non/Offered Schedule of Rates
TOTAL COST OF BID (C) = TOTAL (A) + TOTAL (B)
| CONTRACTOR |  | EXECUTIVE ENGINEER
EDUCATION WORKS DIVISION
SUKKUR

## Lutuf Hussain Talpur
BILL OF QUANTITIES
Discription and Rate of Items based on Composite Schedule of Rates
NAME OF WORK :- REPAIR/RENOVATION/REHABILITATION LACKING FACILITIES OF LAVOTARY BLOCK/COMPOUND WALL & DRINKING WATER OF CAMPUS/MERGED UNDER OTG PROGRAMME DISTRICT SUKKUR @ GBPS Lutuf Hussain Talpur Taluka Rohri. (Electrification)
Item No. | Quantities | Description of item to be executed at site | Rate | Units | Amount
PART "A" ELECTRIC SCHEDULE ITEMS
1 | 3 | Wiring for light or fan point with 3/.029 PVCinsulated wire in 20mm (3/4’’) channel patti on surface as required (S.No. 129 P-15). | 910 | per point | 2730
2 | 1 | Wiring for plug point with 3/.029 PVC insulated wire in 20mm (3/4’’) channel patti on surface as required (S.I.No:130 P- No:15) | 742 | per point | 742
3 | 3 | Providing & fixing one way SP 5amp switch flush type(S.I.No:219 P- No:33) | 54 | P.No | 162
4 | 1 | Providing & fixing two pin 5amp plug & socket (S.I.No:225 P- No:33) | 80 | P.No | 80
5 | 3 | Providing & laying (MAIN or SUB MAIN) PVC insulated with size 2-7/.029 copper conductor in ¾’’ dia PVC conduit on surface (S.I.No:3 P- No:1) | 171 | P.Mtr | 513
6 | 6 | Providing & laying (MAIN or SUB MAIN) PVC insulated with size 2-7/.036 (4mm2) copper conductor in ¾’’ dia PVC conduit on surface. (S.I.No:11 P- No:2) | 200 | per Meter | 1200
7 | 2 | Providing & fixing Brass Battern holder c(S.I.No:232 P- No:33) | 70 | P.No | 140
8 | 2 | Providing & fixing circuit breaker 6,10,15,20, 30,40,50 & 63amp SP (TB-5S) on prepared board as required (S.I.No:202 P- No:30) | 916 | P.No | 1832
9 | 1 | Providing & fixing circuit breaker 6,10,15,20, 30,40,50 & 63amp DP (TB-5S) on prepared board as required. (S.I.No:202 P- No:30) | 2456 | P.No | 2456
10 | 50 | Providing & laying (MAIN or SUB MAIN) PVC insulated & PVC Sheeted with two core copper conductor 300/500 volts size 10mm2 (S.I No. 63 Page No. 8) | 375 | P.Meter | 18750
|  |  | TOTAL :- |  | 28605
Amount Total (CSR)
Part "A" |  | % Above / Below ____________ | Total Amount
Total "A"
NON SCHEDULE ITEMS
1 | 1 | P/F fit.sh type 3 pin plug socket 15 amps with fancy type board and sheet i/c necessary connection |  | Each
2 | 33 | P/F distribution board double shutter for accommodate circuit breaker and buslor i/c painting With enameled paint |  | P.Sft
3 | 3 | P/F Energy saver superior quality i/c fixing on existing holder etc complete etc |  | Each
4 | 1 | P/F-. wall / Ceiling mounted light fancy type, superior quality i/c necessary electric connection Rs. 600.00 Each an with holder , without energy Saver etc |  | Each
TOTAL :-
| Cost of Bid |  |  | Amount | Position
1. (A) Cost Based on Composite Schedule of Rates
2. (B) Cost Based on Non/Offered Schedule of Rates
TOTAL COST OF BID (C) = TOTAL (A) + TOTAL (B)
| CONTRACTOR |  | EXECUTIVE ENGINEER
EDUCATION WORKS DIVISION
SUKKUR

## Mir Wali Dad
BILL OF QUANTITIES
Discription and Rate of Items based on Composite Schedule of Rates
NAME OF WORK :- REPAIR/RENOVATION/REHABILITATION LACKING FACILITIES OF LAVOTARY BLOCK/COMPOUND WALL & DRINKING WATER OF CAMPUS/MERGED UNDER OTG PROGRAMME DISTRICT SUKKUR @ GBPS Mir Wali Dad Talpur Taluka Rohri. (Electrification)
Item No. | Quantities | Description of item to be executed at site | Rate | Units | Amount
PART "A" ELECTRIC SCHEDULE ITEMS
1 | 3 | Wiring for light or fan point with 3/.029 PVCinsulated wire in 20mm (3/4’’) channel patti on surface as required (S.No. 129 P-15). | 910 | per point | 2730
2 | 1 | Wiring for plug point with 3/.029 PVC insulated wire in 20mm (3/4’’) channel patti on surface as required (S.I.No:130 P- No:15) | 742 | per point | 742
3 | 3 | Providing & fixing one way SP 5amp switch flush type(S.I.No:219 P- No:33) | 54 | P.No | 162
4 | 1 | Providing & fixing two pin 5amp plug & socket (S.I.No:225 P- No:33) | 80 | P.No | 80
5 | 3 | Providing & laying (MAIN or SUB MAIN) PVC insulated with size 2-7/.029 copper conductor in ¾’’ dia PVC conduit on surface (S.I.No:3 P- No:1) | 171 | P.Mtr | 513
6 | 6 | Providing & laying (MAIN or SUB MAIN) PVC insulated with size 2-7/.036 (4mm2) copper conductor in ¾’’ dia PVC conduit on surface. (S.I.No:11 P- No:2) | 200 | per Meter | 1200
7 | 2 | Providing & fixing Brass Battern holder c(S.I.No:232 P- No:33) | 70 | P.No | 140
8 | 2 | Providing & fixing circuit breaker 6,10,15,20, 30,40,50 & 63amp SP (TB-5S) on prepared board as required (S.I.No:202 P- No:30) | 916 | P.No | 1832
9 | 1 | Providing & fixing circuit breaker 6,10,15,20, 30,40,50 & 63amp DP (TB-5S) on prepared board as required. (S.I.No:202 P- No:30) | 2456 | P.No | 2456
10 | 50 | Providing & laying (MAIN or SUB MAIN) PVC insulated & PVC Sheeted with two core copper conductor 300/500 volts size 10mm2 (S.I No. 63 Page No. 8) | 375 | P.Meter | 18750
|  |  | TOTAL :- |  | 28605
Amount Total (CSR)
Part "A" |  | % Above / Below ____________ | Total Amount
Total "A"
NON SCHEDULE ITEMS
1 | 1 | P/F fit.sh type 3 pin plug socket 15 amps with fancy type board and sheet i/c necessary connection |  | Each
2 | 33 | P/F distribution board double shutter for accommodate circuit breaker and buslor i/c painting With enameled paint |  | P.Sft
3 | 3 | P/F Energy saver superior quality i/c fixing on existing holder etc complete etc |  | Each
4 | 1 | P/F-. wall / Ceiling mounted light fancy type, superior quality i/c necessary electric connection Rs. 600.00 Each an with holder , without energy Saver etc |  | Each
TOTAL :-
| Cost of Bid |  |  | Amount | Position
1. (A) Cost Based on Composite Schedule of Rates
2. (B) Cost Based on Non/Offered Schedule of Rates
TOTAL COST OF BID (C) = TOTAL (A) + TOTAL (B)
| CONTRACTOR |  | EXECUTIVE ENGINEER
EDUCATION WORKS DIVISION
SUKKUR

## Pir Fazul Shah
BILL OF QUANTITIES
Discription and Rate of Items based on Composite Schedule of Rates
NAME OF WORK :- REPAIR/RENOVATION/REHABILITATION LACKING FACILITIES OF LAVOTARY BLOCK/COMPOUND WALL & DRINKING WATER OF CAMPUS/MERGED UNDER OTG PROGRAMME DISTRICT SUKKUR @ GBPS Pir Fazul Shah Taluka Sukkur. (Electrification)
Item No. | Quantities | Description of item to be executed at site | Rate | Units | Amount
PART "A" ELECTRIC SCHEDULE ITEMS
1 | 3 | Wiring for light or fan point with 3/.029 PVCinsulated wire in 20mm (3/4’’) channel patti on surface as required (S.No. 129 P-15). | 910 | per point | 2730
2 | 1 | Wiring for plug point with 3/.029 PVC insulated wire in 20mm (3/4’’) channel patti on surface as required (S.I.No:130 P- No:15) | 742 | per point | 742
3 | 3 | Providing & fixing one way SP 5amp switch flush type(S.I.No:219 P- No:33) | 54 | P.No | 162
4 | 1 | Providing & fixing two pin 5amp plug & socket (S.I.No:225 P- No:33) | 80 | P.No | 80
5 | 3 | Providing & laying (MAIN or SUB MAIN) PVC insulated with size 2-7/.029 copper conductor in ¾’’ dia PVC conduit on surface (S.I.No:3 P- No:1) | 171 | P.Mtr | 513
6 | 6 | Providing & laying (MAIN or SUB MAIN) PVC insulated with size 2-7/.036 (4mm2) copper conductor in ¾’’ dia PVC conduit on surface. (S.I.No:11 P- No:2) | 200 | per Meter | 1200
7 | 2 | Providing & fixing Brass Battern holder c(S.I.No:232 P- No:33) | 70 | P.No | 140
8 | 2 | Providing & fixing circuit breaker 6,10,15,20, 30,40,50 & 63amp SP (TB-5S) on prepared board as required (S.I.No:202 P- No:30) | 916 | P.No | 1832
9 | 1 | Providing & fixing circuit breaker 6,10,15,20, 30,40,50 & 63amp DP (TB-5S) on prepared board as required. (S.I.No:202 P- No:30) | 2456 | P.No | 2456
10 | 50 | Providing & laying (MAIN or SUB MAIN) PVC insulated & PVC Sheeted with two core copper conductor 300/500 volts size 10mm2 (S.I No. 63 Page No. 8) | 375 | P.Meter | 18750
|  |  | TOTAL :- |  | 28605
Amount Total (CSR)
Part "A" |  | % Above / Below ____________ | Total Amount
Total "A"
NON SCHEDULE ITEMS
1 | 1 | P/F fit.sh type 3 pin plug socket 15 amps with fancy type board and sheet i/c necessary connection |  | Each
2 | 33 | P/F distribution board double shutter for accommodate circuit breaker and buslor i/c painting With enameled paint |  | P.Sft
3 | 3 | P/F Energy saver superior quality i/c fixing on existing holder etc complete etc |  | Each
4 | 1 | P/F-. wall / Ceiling mounted light fancy type, superior quality i/c necessary electric connection Rs. 600.00 Each an with holder , without energy Saver etc |  | Each
TOTAL :-
| Cost of Bid |  |  | Amount | Position
1. (A) Cost Based on Composite Schedule of Rates
2. (B) Cost Based on Non/Offered Schedule of Rates
TOTAL COST OF BID (C) = TOTAL (A) + TOTAL (B)
| CONTRACTOR |  | EXECUTIVE ENGINEER
EDUCATION WORKS DIVISION
SUKKUR

## Qazi Sache Dino
BILL OF QUANTITIES
Discription and Rate of Items based on Composite Schedule of Rates
NAME OF WORK :- REPAIR/RENOVATION/REHABILITATION LACKING FACILITIES OF LAVOTARY BLOCK/COMPOUND WALL & DRINKING WATER OF CAMPUS/MERGED UNDER OTG PROGRAMME DISTRICT SUKKUR @ GBPS Qazi Sache Dino Taluka Sukkur. (Electrification)
Item No. | Quantities | Description of item to be executed at site | Rate | Units | Amount
PART "A" ELECTRIC SCHEDULE ITEMS
1 | 3 | Wiring for light or fan point with 3/.029 PVCinsulated wire in 20mm (3/4’’) channel patti on surface as required (S.No. 129 P-15). | 910 | per point | 2730
2 | 1 | Wiring for plug point with 3/.029 PVC insulated wire in 20mm (3/4’’) channel patti on surface as required (S.I.No:130 P- No:15) | 742 | per point | 742
3 | 3 | Providing & fixing one way SP 5amp switch flush type(S.I.No:219 P- No:33) | 54 | P.No | 162
4 | 1 | Providing & fixing two pin 5amp plug & socket (S.I.No:225 P- No:33) | 80 | P.No | 80
5 | 3 | Providing & laying (MAIN or SUB MAIN) PVC insulated with size 2-7/.029 copper conductor in ¾’’ dia PVC conduit on surface (S.I.No:3 P- No:1) | 171 | P.Mtr | 513
6 | 6 | Providing & laying (MAIN or SUB MAIN) PVC insulated with size 2-7/.036 (4mm2) copper conductor in ¾’’ dia PVC conduit on surface. (S.I.No:11 P- No:2) | 200 | per Meter | 1200
7 | 2 | Providing & fixing Brass Battern holder c(S.I.No:232 P- No:33) | 70 | P.No | 140
8 | 2 | Providing & fixing circuit breaker 6,10,15,20, 30,40,50 & 63amp SP (TB-5S) on prepared board as required (S.I.No:202 P- No:30) | 916 | P.No | 1832
9 | 1 | Providing & fixing circuit breaker 6,10,15,20, 30,40,50 & 63amp DP (TB-5S) on prepared board as required. (S.I.No:202 P- No:30) | 2456 | P.No | 2456
10 | 50 | Providing & laying (MAIN or SUB MAIN) PVC insulated & PVC Sheeted with two core copper conductor 300/500 volts size 10mm2 (S.I No. 63 Page No. 8) | 375 | P.Meter | 18750
|  |  | TOTAL :- |  | 28605
Amount Total (CSR)
Part "A" |  | % Above / Below ____________ | Total Amount
Total "A"
NON SCHEDULE ITEMS
1 | 1 | P/F fit.sh type 3 pin plug socket 15 amps with fancy type board and sheet i/c necessary connection |  | Each
2 | 33 | P/F distribution board double shutter for accommodate circuit breaker and buslor i/c painting With enameled paint |  | P.Sft
3 | 3 | P/F Energy saver superior quality i/c fixing on existing holder etc complete etc |  | Each
4 | 1 | P/F-. wall / Ceiling mounted light fancy type, superior quality i/c necessary electric connection Rs. 600.00 Each an with holder , without energy Saver etc |  | Each
TOTAL :-
| Cost of Bid |  |  | Amount | Position
1. (A) Cost Based on Composite Schedule of Rates
2. (B) Cost Based on Non/Offered Schedule of Rates
TOTAL COST OF BID (C) = TOTAL (A) + TOTAL (B)
| CONTRACTOR |  | EXECUTIVE ENGINEER
EDUCATION WORKS DIVISION
SUKKUR

## Riazabad
BILL OF QUANTITIES
Discription and Rate of Items based on Composite Schedule of Rates
NAME OF WORK :- REPAIR/RENOVATION/REHABILITATION LACKING FACILITIES OF LAVOTARY BLOCK/COMPOUND WALL & DRINKING WATER OF CAMPUS/MERGED UNDER OTG PROGRAMME DISTRICT SUKKUR @ GBPS Riazabad Taluka Saleh Pat. (Electrification)
Item No. | Quantities | Description of item to be executed at site | Rate | Units | Amount
PART "A" ELECTRIC SCHEDULE ITEMS
1 | 3 | Wiring for light or fan point with 3/.029 PVCinsulated wire in 20mm (3/4’’) channel patti on surface as required (S.No. 129 P-15). | 910 | per point | 2730
2 | 1 | Wiring for plug point with 3/.029 PVC insulated wire in 20mm (3/4’’) channel patti on surface as required (S.I.No:130 P- No:15) | 742 | per point | 742
3 | 3 | Providing & fixing one way SP 5amp switch flush type(S.I.No:219 P- No:33) | 54 | P.No | 162
4 | 1 | Providing & fixing two pin 5amp plug & socket (S.I.No:225 P- No:33) | 80 | P.No | 80
5 | 3 | Providing & laying (MAIN or SUB MAIN) PVC insulated with size 2-7/.029 copper conductor in ¾’’ dia PVC conduit on surface (S.I.No:3 P- No:1) | 171 | P.Mtr | 513
6 | 6 | Providing & laying (MAIN or SUB MAIN) PVC insulated with size 2-7/.036 (4mm2) copper conductor in ¾’’ dia PVC conduit on surface. (S.I.No:11 P- No:2) | 200 | per Meter | 1200
7 | 2 | Providing & fixing Brass Battern holder c(S.I.No:232 P- No:33) | 70 | P.No | 140
8 | 2 | Providing & fixing circuit breaker 6,10,15,20, 30,40,50 & 63amp SP (TB-5S) on prepared board as required (S.I.No:202 P- No:30) | 916 | P.No | 1832
9 | 1 | Providing & fixing circuit breaker 6,10,15,20, 30,40,50 & 63amp DP (TB-5S) on prepared board as required. (S.I.No:202 P- No:30) | 2456 | P.No | 2456
10 | 50 | Providing & laying (MAIN or SUB MAIN) PVC insulated & PVC Sheeted with two core copper conductor 300/500 volts size 10mm2 (S.I No. 63 Page No. 8) | 375 | P.Meter | 18750
|  |  | TOTAL :- |  | 28605
Amount Total (CSR)
Part "A" |  | % Above / Below ____________ | Total Amount
Total "A"
NON SCHEDULE ITEMS
1 | 1 | P/F fit.sh type 3 pin plug socket 15 amps with fancy type board and sheet i/c necessary connection |  | Each
2 | 33 | P/F distribution board double shutter for accommodate circuit breaker and buslor i/c painting With enameled paint |  | P.Sft
3 | 3 | P/F Energy saver superior quality i/c fixing on existing holder etc complete etc |  | Each
4 | 1 | P/F-. wall / Ceiling mounted light fancy type, superior quality i/c necessary electric connection Rs. 600.00 Each an with holder , without energy Saver etc |  | Each
TOTAL :-
| Cost of Bid |  |  | Amount | Position
1. (A) Cost Based on Composite Schedule of Rates
2. (B) Cost Based on Non/Offered Schedule of Rates
TOTAL COST OF BID (C) = TOTAL (A) + TOTAL (B)
| CONTRACTOR |  | EXECUTIVE ENGINEER
EDUCATION WORKS DIVISION
SUKKUR

## GBPS Saleh Pat
BILL OF QUANTITIES
Discription and Rate of Items based on Composite Schedule of Rates
NAME OF WORK :- REPAIR/RENOVATION/REHABILITATION LACKING FACILITIES OF LAVOTARY BLOCK/COMPOUND WALL & DRINKING WATER OF CAMPUS/MERGED UNDER OTG PROGRAMME DISTRICT SUKKUR @ GBPS Saleh Pat Taluka Saleh Pat.
Item No. | Quantities | Description of item to be executed at site | Rate | Units | Amount
PART "A" ELECTRIC SCHEDULE ITEMS
1 | 3 | Wiring for light or fan point with 3/.029 PVCinsulated wire in 20mm (3/4’’) channel patti on surface as required (S.No. 129 P-15). | 910 | per point | 2730
2 | 1 | Wiring for plug point with 3/.029 PVC insulated wire in 20mm (3/4’’) channel patti on surface as required (S.I.No:130 P- No:15) | 742 | per point | 742
3 | 3 | Providing & fixing one way SP 5amp switch flush type(S.I.No:219 P- No:33) | 54 | P.No | 162
4 | 1 | Providing & fixing two pin 5amp plug & socket (S.I.No:225 P- No:33) | 80 | P.No | 80
5 | 3 | Providing & laying (MAIN or SUB MAIN) PVC insulated with size 2-7/.029 copper conductor in ¾’’ dia PVC conduit on surface (S.I.No:3 P- No:1) | 171 | P.Mtr | 513
6 | 6 | Providing & laying (MAIN or SUB MAIN) PVC insulated with size 2-7/.036 (4mm2) copper conductor in ¾’’ dia PVC conduit on surface. (S.I.No:11 P- No:2) | 200 | per Meter | 1200
7 | 2 | Providing & fixing Brass Battern holder c(S.I.No:232 P- No:33) | 70 | P.No | 140
8 | 2 | Providing & fixing circuit breaker 6,10,15,20, 30,40,50 & 63amp SP (TB-5S) on prepared board as required (S.I.No:202 P- No:30) | 916 | P.No | 1832
9 | 1 | Providing & fixing circuit breaker 6,10,15,20, 30,40,50 & 63amp DP (TB-5S) on prepared board as required. (S.I.No:202 P- No:30) | 2456 | P.No | 2456
10 | 50 | Providing & laying (MAIN or SUB MAIN) PVC insulated & PVC Sheeted with two core copper conductor 300/500 volts size 10mm2 (S.I No. 63 Page No. 8) | 375 | P.Meter | 18750
|  |  | TOTAL :- |  | 28605
Amount Total (CSR)
Part "A" |  | % Above / Below ____________ | Total Amount
Total "A"
NON SCHEDULE ITEMS
1 | 1 | P/F fit.sh type 3 pin plug socket 15 amps with fancy type board and sheet i/c necessary connection |  | Each
2 | 33 | P/F distribution board double shutter for accommodate circuit breaker and buslor i/c painting With enameled paint |  | P.Sft
3 | 3 | P/F Energy saver superior quality i/c fixing on existing holder etc complete etc |  | Each
4 | 1 | P/F-. wall / Ceiling mounted light fancy type, superior quality i/c necessary electric connection Rs. 600.00 Each an with holder , without energy Saver etc |  | Each
TOTAL :-
| Cost of Bid |  |  | Amount | Position
1. (A) Cost Based on Composite Schedule of Rates
2. (B) Cost Based on Non/Offered Schedule of Rates
TOTAL COST OF BID (C) = TOTAL (A) + TOTAL (B)
| CONTRACTOR |  | EXECUTIVE ENGINEER
EDUCATION WORKS DIVISION
SUKKUR

## Sitamdaro
BILL OF QUANTITIES
Discription and Rate of Items based on Composite Schedule of Rates
NAME OF WORK :- REPAIR/RENOVATION/REHABILITATION LACKING FACILITIES OF LAVOTARY BLOCK/COMPOUND WALL & DRINKING WATER OF CAMPUS/MERGED UNDER OTG PROGRAMME DISTRICT SUKKUR @ GBPS Sitam Daro Taluka Rohri. (Electrification)
Item No. | Quantities | Description of item to be executed at site | Rate | Units | Amount
PART "A" ELECTRIC SCHEDULE ITEMS
1 | 3 | Wiring for light or fan point with 3/.029 PVCinsulated wire in 20mm (3/4’’) channel patti on surface as required (S.No. 129 P-15). | 910 | per point | 2730
2 | 1 | Wiring for plug point with 3/.029 PVC insulated wire in 20mm (3/4’’) channel patti on surface as required (S.I.No:130 P- No:15) | 742 | per point | 742
3 | 3 | Providing & fixing one way SP 5amp switch flush type(S.I.No:219 P- No:33) | 54 | P.No | 162
4 | 1 | Providing & fixing two pin 5amp plug & socket (S.I.No:225 P- No:33) | 80 | P.No | 80
5 | 3 | Providing & laying (MAIN or SUB MAIN) PVC insulated with size 2-7/.029 copper conductor in ¾’’ dia PVC conduit on surface (S.I.No:3 P- No:1) | 171 | P.Mtr | 513
6 | 6 | Providing & laying (MAIN or SUB MAIN) PVC insulated with size 2-7/.036 (4mm2) copper conductor in ¾’’ dia PVC conduit on surface. (S.I.No:11 P- No:2) | 200 | per Meter | 1200
7 | 2 | Providing & fixing Brass Battern holder c(S.I.No:232 P- No:33) | 70 | P.No | 140
8 | 2 | Providing & fixing circuit breaker 6,10,15,20, 30,40,50 & 63amp SP (TB-5S) on prepared board as required (S.I.No:202 P- No:30) | 916 | P.No | 1832
9 | 1 | Providing & fixing circuit breaker 6,10,15,20, 30,40,50 & 63amp DP (TB-5S) on prepared board as required. (S.I.No:202 P- No:30) | 2456 | P.No | 2456
10 | 50 | Providing & laying (MAIN or SUB MAIN) PVC insulated & PVC Sheeted with two core copper conductor 300/500 volts size 10mm2 (S.I No. 63 Page No. 8) | 375 | P.Meter | 18750
|  |  | TOTAL :- |  | 28605
Amount Total (CSR)
Part "A" |  | % Above / Below ____________ | Total Amount
Total "A"
NON SCHEDULE ITEMS
1 | 1 | P/F fit.sh type 3 pin plug socket 15 amps with fancy type board and sheet i/c necessary connection |  | Each
2 | 33 | P/F distribution board double shutter for accommodate circuit breaker and buslor i/c painting With enameled paint |  | P.Sft
3 | 3 | P/F Energy saver superior quality i/c fixing on existing holder etc complete etc |  | Each
4 | 1 | P/F-. wall / Ceiling mounted light fancy type, superior quality i/c necessary electric connection Rs. 600.00 Each an with holder , without energy Saver etc |  | Each
TOTAL :-
| Cost of Bid |  |  | Amount | Position
1. (A) Cost Based on Composite Schedule of Rates
2. (B) Cost Based on Non/Offered Schedule of Rates
TOTAL COST OF BID (C) = TOTAL (A) + TOTAL (B)
| CONTRACTOR |  | EXECUTIVE ENGINEER
EDUCATION WORKS DIVISION
SUKKUR

## Sobho Mahar
BILL OF QUANTITIES
Discription and Rate of Items based on Composite Schedule of Rates
NAME OF WORK :- REPAIR/RENOVATION/REHABILITATION LACKING FACILITIES OF LAVOTARY BLOCK/COMPOUND WALL & DRINKING WATER OF CAMPUS/MERGED UNDER OTG PROGRAMME DISTRICT SUKKUR @ GBPS Sobho Mahar Taluka Saleh Pat. (Electrification)
Item No. | Quantities | Description of item to be executed at site | Rate | Units | Amount
PART "A" ELECTRIC SCHEDULE ITEMS
1 | 3 | Wiring for light or fan point with 3/.029 PVCinsulated wire in 20mm (3/4’’) channel patti on surface as required (S.No. 129 P-15). | 910 | per point | 2730
2 | 1 | Wiring for plug point with 3/.029 PVC insulated wire in 20mm (3/4’’) channel patti on surface as required (S.I.No:130 P- No:15) | 742 | per point | 742
3 | 3 | Providing & fixing one way SP 5amp switch flush type(S.I.No:219 P- No:33) | 54 | P.No | 162
4 | 1 | Providing & fixing two pin 5amp plug & socket (S.I.No:225 P- No:33) | 80 | P.No | 80
5 | 3 | Providing & laying (MAIN or SUB MAIN) PVC insulated with size 2-7/.029 copper conductor in ¾’’ dia PVC conduit on surface (S.I.No:3 P- No:1) | 171 | P.Mtr | 513
6 | 6 | Providing & laying (MAIN or SUB MAIN) PVC insulated with size 2-7/.036 (4mm2) copper conductor in ¾’’ dia PVC conduit on surface. (S.I.No:11 P- No:2) | 200 | per Meter | 1200
7 | 2 | Providing & fixing Brass Battern holder c(S.I.No:232 P- No:33) | 70 | P.No | 140
8 | 2 | Providing & fixing circuit breaker 6,10,15,20, 30,40,50 & 63amp SP (TB-5S) on prepared board as required (S.I.No:202 P- No:30) | 916 | P.No | 1832
9 | 1 | Providing & fixing circuit breaker 6,10,15,20, 30,40,50 & 63amp DP (TB-5S) on prepared board as required. (S.I.No:202 P- No:30) | 2456 | P.No | 2456
10 | 50 | Providing & laying (MAIN or SUB MAIN) PVC insulated & PVC Sheeted with two core copper conductor 300/500 volts size 10mm2 (S.I No. 63 Page No. 8) | 375 | P.Meter | 18750
|  |  | TOTAL :- |  | 28605
Amount Total (CSR)
Part "A" |  | % Above / Below ____________ | Total Amount
Total "A"
NON SCHEDULE ITEMS
1 | 1 | P/F fit.sh type 3 pin plug socket 15 amps with fancy type board and sheet i/c necessary connection |  | Each
2 | 33 | P/F distribution board double shutter for accommodate circuit breaker and buslor i/c painting With enameled paint |  | P.Sft
3 | 3 | P/F Energy saver superior quality i/c fixing on existing holder etc complete etc |  | Each
4 | 1 | P/F-. wall / Ceiling mounted light fancy type, superior quality i/c necessary electric connection Rs. 600.00 Each an with holder , without energy Saver etc |  | Each
TOTAL :-
| Cost of Bid |  |  | Amount | Position
1. (A) Cost Based on Composite Schedule of Rates
2. (B) Cost Based on Non/Offered Schedule of Rates
TOTAL COST OF BID (C) = TOTAL (A) + TOTAL (B)
| CONTRACTOR |  | EXECUTIVE ENGINEER
EDUCATION WORKS DIVISION
SUKKUR

## Tarai
BILL OF QUANTITIES
Discription and Rate of Items based on Composite Schedule of Rates
NAME OF WORK :- REPAIR/RENOVATION/REHABILITATION LACKING FACILITIES OF LAVOTARY BLOCK/COMPOUND WALL & DRINKING WATER OF CAMPUS/MERGED UNDER OTG PROGRAMME DISTRICT SUKKUR @ GBPS Tarai Taluka Saleh Pat. (Electrification)
Item No. | Quantities | Description of item to be executed at site | Rate | Units | Amount
PART "A" ELECTRIC SCHEDULE ITEMS
1 | 3 | Wiring for light or fan point with 3/.029 PVCinsulated wire in 20mm (3/4’’) channel patti on surface as required (S.No. 129 P-15). | 910 | per point | 2730
2 | 1 | Wiring for plug point with 3/.029 PVC insulated wire in 20mm (3/4’’) channel patti on surface as required (S.I.No:130 P- No:15) | 742 | per point | 742
3 | 3 | Providing & fixing one way SP 5amp switch flush type(S.I.No:219 P- No:33) | 54 | P.No | 162
4 | 1 | Providing & fixing two pin 5amp plug & socket (S.I.No:225 P- No:33) | 80 | P.No | 80
5 | 3 | Providing & laying (MAIN or SUB MAIN) PVC insulated with size 2-7/.029 copper conductor in ¾’’ dia PVC conduit on surface (S.I.No:3 P- No:1) | 171 | P.Mtr | 513
6 | 6 | Providing & laying (MAIN or SUB MAIN) PVC insulated with size 2-7/.036 (4mm2) copper conductor in ¾’’ dia PVC conduit on surface. (S.I.No:11 P- No:2) | 200 | per Meter | 1200
7 | 2 | Providing & fixing Brass Battern holder c(S.I.No:232 P- No:33) | 70 | P.No | 140
8 | 2 | Providing & fixing circuit breaker 6,10,15,20, 30,40,50 & 63amp SP (TB-5S) on prepared board as required (S.I.No:202 P- No:30) | 916 | P.No | 1832
9 | 1 | Providing & fixing circuit breaker 6,10,15,20, 30,40,50 & 63amp DP (TB-5S) on prepared board as required. (S.I.No:202 P- No:30) | 2456 | P.No | 2456
10 | 50 | Providing & laying (MAIN or SUB MAIN) PVC insulated & PVC Sheeted with two core copper conductor 300/500 volts size 10mm2 (S.I No. 63 Page No. 8) | 375 | P.Meter | 18750
|  |  | TOTAL :- |  | 28605
Amount Total (CSR)
Part "A" |  | % Above / Below ____________ | Total Amount
Total "A"
NON SCHEDULE ITEMS
1 | 1 | P/F fit.sh type 3 pin plug socket 15 amps with fancy type board and sheet i/c necessary connection |  | Each
2 | 33 | P/F distribution board double shutter for accommodate circuit breaker and buslor i/c painting With enameled paint |  | P.Sft
3 | 3 | P/F Energy saver superior quality i/c fixing on existing holder etc complete etc |  | Each
4 | 1 | P/F-. wall / Ceiling mounted light fancy type, superior quality i/c necessary electric connection Rs. 600.00 Each an with holder , without energy Saver etc |  | Each
TOTAL :-
| Cost of Bid |  |  | Amount | Position
1. (A) Cost Based on Composite Schedule of Rates
2. (B) Cost Based on Non/Offered Schedule of Rates
TOTAL COST OF BID (C) = TOTAL (A) + TOTAL (B)
| CONTRACTOR |  | EXECUTIVE ENGINEER
EDUCATION WORKS DIVISION
SUKKUR

## Tooryoon
BILL OF QUANTITIES
Discription and Rate of Items based on Composite Schedule of Rates
NAME OF WORK :- REPAIR/RENOVATION/REHABILITATION LACKING FACILITIES OF LAVOTARY BLOCK/COMPOUND WALL & DRINKING WATER OF CAMPUS/MERGED UNDER OTG PROGRAMME DISTRICT SUKKUR @ GBPS Tooryoon Taluka Saleh Pat. (Electrification)
Item No. | Quantities | Description of item to be executed at site | Rate | Units | Amount
PART "A" ELECTRIC SCHEDULE ITEMS
1 | 3 | Wiring for light or fan point with 3/.029 PVCinsulated wire in 20mm (3/4’’) channel patti on surface as required (S.No. 129 P-15). | 910 | per point | 2730
2 | 1 | Wiring for plug point with 3/.029 PVC insulated wire in 20mm (3/4’’) channel patti on surface as required (S.I.No:130 P- No:15) | 742 | per point | 742
3 | 3 | Providing & fixing one way SP 5amp switch flush type(S.I.No:219 P- No:33) | 54 | P.No | 162
4 | 1 | Providing & fixing two pin 5amp plug & socket (S.I.No:225 P- No:33) | 80 | P.No | 80
5 | 3 | Providing & laying (MAIN or SUB MAIN) PVC insulated with size 2-7/.029 copper conductor in ¾’’ dia PVC conduit on surface (S.I.No:3 P- No:1) | 171 | P.Mtr | 513
6 | 6 | Providing & laying (MAIN or SUB MAIN) PVC insulated with size 2-7/.036 (4mm2) copper conductor in ¾’’ dia PVC conduit on surface. (S.I.No:11 P- No:2) | 200 | per Meter | 1200
7 | 2 | Providing & fixing Brass Battern holder c(S.I.No:232 P- No:33) | 70 | P.No | 140
8 | 2 | Providing & fixing circuit breaker 6,10,15,20, 30,40,50 & 63amp SP (TB-5S) on prepared board as required (S.I.No:202 P- No:30) | 916 | P.No | 1832
9 | 1 | Providing & fixing circuit breaker 6,10,15,20, 30,40,50 & 63amp DP (TB-5S) on prepared board as required. (S.I.No:202 P- No:30) | 2456 | P.No | 2456
10 | 50 | Providing & laying (MAIN or SUB MAIN) PVC insulated & PVC Sheeted with two core copper conductor 300/500 volts size 10mm2 (S.I No. 63 Page No. 8) | 375 | P.Meter | 18750
|  |  | TOTAL :- |  | 28605
Amount Total (CSR)
Part "A" |  | % Above / Below ____________ | Total Amount
Total "A"
NON SCHEDULE ITEMS
1 | 1 | P/F fit.sh type 3 pin plug socket 15 amps with fancy type board and sheet i/c necessary connection |  | Each
2 | 33 | P/F distribution board double shutter for accommodate circuit breaker and buslor i/c painting With enameled paint |  | P.Sft
3 | 3 | P/F Energy saver superior quality i/c fixing on existing holder etc complete etc |  | Each
4 | 1 | P/F-. wall / Ceiling mounted light fancy type, superior quality i/c necessary electric connection Rs. 600.00 Each an with holder , without energy Saver etc |  | Each
TOTAL :-
| Cost of Bid |  |  | Amount | Position
1. (A) Cost Based on Composite Schedule of Rates
2. (B) Cost Based on Non/Offered Schedule of Rates
TOTAL COST OF BID (C) = TOTAL (A) + TOTAL (B)
| CONTRACTOR |  | EXECUTIVE ENGINEER
EDUCATION WORKS DIVISION
SUKKUR

## Wah Burira
BILL OF QUANTITIES
Discription and Rate of Items based on Composite Schedule of Rates
NAME OF WORK :- REPAIR/RENOVATION/REHABILITATION LACKING FACILITIES OF LAVOTARY BLOCK/COMPOUND WALL & DRINKING WATER OF CAMPUS/MERGED UNDER OTG PROGRAMME DISTRICT SUKKUR @ GBPS Wah Burira Taluka Rohri. (Electrification)
Item No. | Quantities | Description of item to be executed at site | Rate | Units | Amount
PART "A" ELECTRIC SCHEDULE ITEMS
1 | 3 | Wiring for light or fan point with 3/.029 PVCinsulated wire in 20mm (3/4’’) channel patti on surface as required (S.No. 129 P-15). | 910 | per point | 2730
2 | 1 | Wiring for plug point with 3/.029 PVC insulated wire in 20mm (3/4’’) channel patti on surface as required (S.I.No:130 P- No:15) | 742 | per point | 742
3 | 3 | Providing & fixing one way SP 5amp switch flush type(S.I.No:219 P- No:33) | 54 | P.No | 162
4 | 1 | Providing & fixing two pin 5amp plug & socket (S.I.No:225 P- No:33) | 80 | P.No | 80
5 | 3 | Providing & laying (MAIN or SUB MAIN) PVC insulated with size 2-7/.029 copper conductor in ¾’’ dia PVC conduit on surface (S.I.No:3 P- No:1) | 171 | P.Mtr | 513
6 | 6 | Providing & laying (MAIN or SUB MAIN) PVC insulated with size 2-7/.036 (4mm2) copper conductor in ¾’’ dia PVC conduit on surface. (S.I.No:11 P- No:2) | 200 | per Meter | 1200
7 | 2 | Providing & fixing Brass Battern holder c(S.I.No:232 P- No:33) | 70 | P.No | 140
8 | 2 | Providing & fixing circuit breaker 6,10,15,20, 30,40,50 & 63amp SP (TB-5S) on prepared board as required (S.I.No:202 P- No:30) | 916 | P.No | 1832
9 | 1 | Providing & fixing circuit breaker 6,10,15,20, 30,40,50 & 63amp DP (TB-5S) on prepared board as required. (S.I.No:202 P- No:30) | 2456 | P.No | 2456
10 | 50 | Providing & laying (MAIN or SUB MAIN) PVC insulated & PVC Sheeted with two core copper conductor 300/500 volts size 10mm2 (S.I No. 63 Page No. 8) | 375 | P.Meter | 18750
|  |  | TOTAL :- |  | 28605
Amount Total (CSR)
Part "A" |  | % Above / Below ____________ | Total Amount
Total "A"
NON SCHEDULE ITEMS
1 | 1 | P/F fit.sh type 3 pin plug socket 15 amps with fancy type board and sheet i/c necessary connection |  | Each
2 | 33 | P/F distribution board double shutter for accommodate circuit breaker and buslor i/c painting With enameled paint |  | P.Sft
3 | 3 | P/F Energy saver superior quality i/c fixing on existing holder etc complete etc |  | Each
4 | 1 | P/F-. wall / Ceiling mounted light fancy type, superior quality i/c necessary electric connection Rs. 600.00 Each an with holder , without energy Saver etc |  | Each
TOTAL :-
| Cost of Bid |  |  | Amount | Position
1. (A) Cost Based on Composite Schedule of Rates
2. (B) Cost Based on Non/Offered Schedule of Rates
TOTAL COST OF BID (C) = TOTAL (A) + TOTAL (B)
| CONTRACTOR |  | EXECUTIVE ENGINEER
EDUCATION WORKS DIVISION
SUKKUR

## GGPS Azizabad
BILL OF QUANTITIES
Discription and Rate of Items based on Composite Schedule of Rates
NAME OF WORK :- REPAIR/RENOVATION/REHABILITATION LACKING FACILITIES OF LAVOTARY BLOCK/COMPOUND WALL & DRINKING WATER OF CAMPUS/MERGED UNDER OTG PROGRAMME DISTRICT SUKKUR @ GGPS Azizabad Taluka Pano Akil. (Electrification)
Item No. | Quantities | Description of item to be executed at site | Rate | Units | Amount
PART "A" ELECTRIC SCHEDULE ITEMS
1 | 3 | Wiring for light or fan point with 3/.029 PVCinsulated wire in 20mm (3/4’’) channel patti on surface as required (S.No. 129 P-15). | 910 | per point | 2730
2 | 1 | Wiring for plug point with 3/.029 PVC insulated wire in 20mm (3/4’’) channel patti on surface as required (S.I.No:130 P- No:15) | 742 | per point | 742
3 | 3 | Providing & fixing one way SP 5amp switch flush type(S.I.No:219 P- No:33) | 54 | P.No | 162
4 | 1 | Providing & fixing two pin 5amp plug & socket (S.I.No:225 P- No:33) | 80 | P.No | 80
5 | 3 | Providing & laying (MAIN or SUB MAIN) PVC insulated with size 2-7/.029 copper conductor in ¾’’ dia PVC conduit on surface (S.I.No:3 P- No:1) | 171 | P.Mtr | 513
6 | 6 | Providing & laying (MAIN or SUB MAIN) PVC insulated with size 2-7/.036 (4mm2) copper conductor in ¾’’ dia PVC conduit on surface. (S.I.No:11 P- No:2) | 200 | per Meter | 1200
7 | 2 | Providing & fixing Brass Battern holder c(S.I.No:232 P- No:33) | 70 | P.No | 140
8 | 2 | Providing & fixing circuit breaker 6,10,15,20, 30,40,50 & 63amp SP (TB-5S) on prepared board as required (S.I.No:202 P- No:30) | 916 | P.No | 1832
9 | 1 | Providing & fixing circuit breaker 6,10,15,20, 30,40,50 & 63amp DP (TB-5S) on prepared board as required. (S.I.No:202 P- No:30) | 2456 | P.No | 2456
10 | 50 | Providing & laying (MAIN or SUB MAIN) PVC insulated & PVC Sheeted with two core copper conductor 300/500 volts size 10mm2 (S.I No. 63 Page No. 8) | 375 | P.Meter | 18750
|  |  | TOTAL :- |  | 28605
Amount Total (CSR)
Part "A" |  | % Above / Below ____________ | Total Amount
Total "A"
NON SCHEDULE ITEMS
1 | 1 | P/F fit.sh type 3 pin plug socket 15 amps with fancy type board and sheet i/c necessary connection |  | Each
2 | 33 | P/F distribution board double shutter for accommodate circuit breaker and buslor i/c painting With enameled paint |  | P.Sft
3 | 3 | P/F Energy saver superior quality i/c fixing on existing holder etc complete etc |  | Each
4 | 1 | P/F-. wall / Ceiling mounted light fancy type, superior quality i/c necessary electric connection Rs. 600.00 Each an with holder , without energy Saver etc |  | Each
TOTAL :-
| Cost of Bid |  |  | Amount | Position
1. (A) Cost Based on Composite Schedule of Rates
2. (B) Cost Based on Non/Offered Schedule of Rates
TOTAL COST OF BID (C) = TOTAL (A) + TOTAL (B)
| CONTRACTOR |  | EXECUTIVE ENGINEER
EDUCATION WORKS DIVISION
SUKKUR

## Dur Muhammad Thaheem
BILL OF QUANTITIES
Discription and Rate of Items based on Composite Schedule of Rates
NAME OF WORK :- REPAIR/RENOVATION/REHABILITATION LACKING FACILITIES OF LAVOTARY BLOCK/COMPOUND WALL & DRINKING WATER OF CAMPUS/MERGED UNDER OTG PROGRAMME DISTRICT SUKKUR @ GGPS Dur Muhammad Thaheem Taluka Pano Akil. (Electrification)
Item No. | Quantities | Description of item to be executed at site | Rate | Units | Amount
PART "A" ELECTRIC SCHEDULE ITEMS
1 | 3 | Wiring for light or fan point with 3/.029 PVCinsulated wire in 20mm (3/4’’) channel patti on surface as required (S.No. 129 P-15). | 910 | per point | 2730
2 | 1 | Wiring for plug point with 3/.029 PVC insulated wire in 20mm (3/4’’) channel patti on surface as required (S.I.No:130 P- No:15) | 742 | per point | 742
3 | 3 | Providing & fixing one way SP 5amp switch flush type(S.I.No:219 P- No:33) | 54 | P.No | 162
4 | 1 | Providing & fixing two pin 5amp plug & socket (S.I.No:225 P- No:33) | 80 | P.No | 80
5 | 3 | Providing & laying (MAIN or SUB MAIN) PVC insulated with size 2-7/.029 copper conductor in ¾’’ dia PVC conduit on surface (S.I.No:3 P- No:1) | 171 | P.Mtr | 513
6 | 6 | Providing & laying (MAIN or SUB MAIN) PVC insulated with size 2-7/.036 (4mm2) copper conductor in ¾’’ dia PVC conduit on surface. (S.I.No:11 P- No:2) | 200 | per Meter | 1200
7 | 2 | Providing & fixing Brass Battern holder c(S.I.No:232 P- No:33) | 70 | P.No | 140
8 | 2 | Providing & fixing circuit breaker 6,10,15,20, 30,40,50 & 63amp SP (TB-5S) on prepared board as required (S.I.No:202 P- No:30) | 916 | P.No | 1832
9 | 1 | Providing & fixing circuit breaker 6,10,15,20, 30,40,50 & 63amp DP (TB-5S) on prepared board as required. (S.I.No:202 P- No:30) | 2456 | P.No | 2456
10 | 50 | Providing & laying (MAIN or SUB MAIN) PVC insulated & PVC Sheeted with two core copper conductor 300/500 volts size 10mm2 (S.I No. 63 Page No. 8) | 375 | P.Meter | 18750
|  |  | TOTAL :- |  | 28605
Amount Total (CSR)
Part "A" |  | % Above / Below ____________ | Total Amount
Total "A"
NON SCHEDULE ITEMS
1 | 1 | P/F fit.sh type 3 pin plug socket 15 amps with fancy type board and sheet i/c necessary connection |  | Each
2 | 33 | P/F distribution board double shutter for accommodate circuit breaker and buslor i/c painting With enameled paint |  | P.Sft
3 | 3 | P/F Energy saver superior quality i/c fixing on existing holder etc complete etc |  | Each
4 | 1 | P/F-. wall / Ceiling mounted light fancy type, superior quality i/c necessary electric connection Rs. 600.00 Each an with holder , without energy Saver etc |  | Each
TOTAL :-
| Cost of Bid |  |  | Amount | Position
1. (A) Cost Based on Composite Schedule of Rates
2. (B) Cost Based on Non/Offered Schedule of Rates
TOTAL COST OF BID (C) = TOTAL (A) + TOTAL (B)
| CONTRACTOR |  | EXECUTIVE ENGINEER
EDUCATION WORKS DIVISION
SUKKUR

## Gosarji
BILL OF QUANTITIES
Discription and Rate of Items based on Composite Schedule of Rates
NAME OF WORK :- REPAIR/RENOVATION/REHABILITATION LACKING FACILITIES OF LAVOTARY BLOCK/COMPOUND WALL & DRINKING WATER OF CAMPUS/MERGED UNDER OTG PROGRAMME DISTRICT SUKKUR @ GGPS Gosarji Taluka Sukkur. (Electrification)
Item No. | Quantities | Description of item to be executed at site | Rate | Units | Amount
PART "A" ELECTRIC SCHEDULE ITEMS
1 | 3 | Wiring for light or fan point with 3/.029 PVCinsulated wire in 20mm (3/4’’) channel patti on surface as required (S.No. 129 P-15). | 910 | per point | 2730
2 | 1 | Wiring for plug point with 3/.029 PVC insulated wire in 20mm (3/4’’) channel patti on surface as required (S.I.No:130 P- No:15) | 742 | per point | 742
3 | 3 | Providing & fixing one way SP 5amp switch flush type(S.I.No:219 P- No:33) | 54 | P.No | 162
4 | 1 | Providing & fixing two pin 5amp plug & socket (S.I.No:225 P- No:33) | 80 | P.No | 80
5 | 3 | Providing & laying (MAIN or SUB MAIN) PVC insulated with size 2-7/.029 copper conductor in ¾’’ dia PVC conduit on surface (S.I.No:3 P- No:1) | 171 | P.Mtr | 513
6 | 6 | Providing & laying (MAIN or SUB MAIN) PVC insulated with size 2-7/.036 (4mm2) copper conductor in ¾’’ dia PVC conduit on surface. (S.I.No:11 P- No:2) | 200 | per Meter | 1200
7 | 2 | Providing & fixing Brass Battern holder c(S.I.No:232 P- No:33) | 70 | P.No | 140
8 | 2 | Providing & fixing circuit breaker 6,10,15,20, 30,40,50 & 63amp SP (TB-5S) on prepared board as required (S.I.No:202 P- No:30) | 916 | P.No | 1832
9 | 1 | Providing & fixing circuit breaker 6,10,15,20, 30,40,50 & 63amp DP (TB-5S) on prepared board as required. (S.I.No:202 P- No:30) | 2456 | P.No | 2456
10 | 50 | Providing & laying (MAIN or SUB MAIN) PVC insulated & PVC Sheeted with two core copper conductor 300/500 volts size 10mm2 (S.I No. 63 Page No. 8) | 375 | P.Meter | 18750
|  |  | TOTAL :- |  | 28605
Amount Total (CSR)
Part "A" |  | % Above / Below ____________ | Total Amount
Total "A"
NON SCHEDULE ITEMS
1 | 1 | P/F fit.sh type 3 pin plug socket 15 amps with fancy type board and sheet i/c necessary connection |  | Each
2 | 33 | P/F distribution board double shutter for accommodate circuit breaker and buslor i/c painting With enameled paint |  | P.Sft
3 | 3 | P/F Energy saver superior quality i/c fixing on existing holder etc complete etc |  | Each
4 | 1 | P/F-. wall / Ceiling mounted light fancy type, superior quality i/c necessary electric connection Rs. 600.00 Each an with holder , without energy Saver etc |  | Each
TOTAL :-
| Cost of Bid |  |  | Amount | Position
1. (A) Cost Based on Composite Schedule of Rates
2. (B) Cost Based on Non/Offered Schedule of Rates
TOTAL COST OF BID (C) = TOTAL (A) + TOTAL (B)
| CONTRACTOR |  | EXECUTIVE ENGINEER
EDUCATION WORKS DIVISION
SUKKUR

## GGPS Hingoro
BILL OF QUANTITIES
Discription and Rate of Items based on Composite Schedule of Rates
NAME OF WORK :- REPAIR/RENOVATION/REHABILITATION LACKING FACILITIES OF LAVOTARY BLOCK/COMPOUND WALL & DRINKING WATER OF CAMPUS/MERGED UNDER OTG PROGRAMME DISTRICT SUKKUR @ GGPS Hingoro Taluka Pano Akil. (Electrification)
Item No. | Quantities | Description of item to be executed at site | Rate | Units | Amount
PART "A" ELECTRIC SCHEDULE ITEMS
1 | 3 | Wiring for light or fan point with 3/.029 PVCinsulated wire in 20mm (3/4’’) channel patti on surface as required (S.No. 129 P-15). | 910 | per point | 2730
2 | 1 | Wiring for plug point with 3/.029 PVC insulated wire in 20mm (3/4’’) channel patti on surface as required (S.I.No:130 P- No:15) | 742 | per point | 742
3 | 3 | Providing & fixing one way SP 5amp switch flush type(S.I.No:219 P- No:33) | 54 | P.No | 162
4 | 1 | Providing & fixing two pin 5amp plug & socket (S.I.No:225 P- No:33) | 80 | P.No | 80
5 | 3 | Providing & laying (MAIN or SUB MAIN) PVC insulated with size 2-7/.029 copper conductor in ¾’’ dia PVC conduit on surface (S.I.No:3 P- No:1) | 171 | P.Mtr | 513
6 | 6 | Providing & laying (MAIN or SUB MAIN) PVC insulated with size 2-7/.036 (4mm2) copper conductor in ¾’’ dia PVC conduit on surface. (S.I.No:11 P- No:2) | 200 | per Meter | 1200
7 | 2 | Providing & fixing Brass Battern holder c(S.I.No:232 P- No:33) | 70 | P.No | 140
8 | 2 | Providing & fixing circuit breaker 6,10,15,20, 30,40,50 & 63amp SP (TB-5S) on prepared board as required (S.I.No:202 P- No:30) | 916 | P.No | 1832
9 | 1 | Providing & fixing circuit breaker 6,10,15,20, 30,40,50 & 63amp DP (TB-5S) on prepared board as required. (S.I.No:202 P- No:30) | 2456 | P.No | 2456
10 | 50 | Providing & laying (MAIN or SUB MAIN) PVC insulated & PVC Sheeted with two core copper conductor 300/500 volts size 10mm2 (S.I No. 63 Page No. 8) | 375 | P.Meter | 18750
|  |  | TOTAL :- |  | 28605
Amount Total (CSR)
Part "A" |  | % Above / Below ____________ | Total Amount
Total "A"
NON SCHEDULE ITEMS
1 | 1 | P/F fit.sh type 3 pin plug socket 15 amps with fancy type board and sheet i/c necessary connection |  | Each
2 | 33 | P/F distribution board double shutter for accommodate circuit breaker and buslor i/c painting With enameled paint |  | P.Sft
3 | 3 | P/F Energy saver superior quality i/c fixing on existing holder etc complete etc |  | Each
4 | 1 | P/F-. wall / Ceiling mounted light fancy type, superior quality i/c necessary electric connection Rs. 600.00 Each an with holder , without energy Saver etc |  | Each
TOTAL :-
| Cost of Bid |  |  | Amount | Position
1. (A) Cost Based on Composite Schedule of Rates
2. (B) Cost Based on Non/Offered Schedule of Rates
TOTAL COST OF BID (C) = TOTAL (A) + TOTAL (B)
| CONTRACTOR |  | EXECUTIVE ENGINEER
EDUCATION WORKS DIVISION
SUKKUR

## Illahi Bux Mangi
BILL OF QUANTITIES
Discription and Rate of Items based on Composite Schedule of Rates
NAME OF WORK :- REPAIR/RENOVATION/REHABILITATION LACKING FACILITIES OF LAVOTARY BLOCK/COMPOUND WALL & DRINKING WATER OF CAMPUS/MERGED UNDER OTG PROGRAMME DISTRICT SUKKUR @ GBELS Illahi Bux Mangi Taluka Pano Akil.
Item No. | Quantities | Description of item to be executed at site | Rate | Units | Amount
PART "A" ELECTRIC SCHEDULE ITEMS
1 | 3 | Wiring for light or fan point with 3/.029 PVCinsulated wire in 20mm (3/4’’) channel patti on surface as required (S.No. 129 P-15). | 910 | per point | 2730
2 | 1 | Wiring for plug point with 3/.029 PVC insulated wire in 20mm (3/4’’) channel patti on surface as required (S.I.No:130 P- No:15) | 742 | per point | 742
3 | 3 | Providing & fixing one way SP 5amp switch flush type(S.I.No:219 P- No:33) | 54 | P.No | 162
4 | 1 | Providing & fixing two pin 5amp plug & socket (S.I.No:225 P- No:33) | 80 | P.No | 80
5 | 3 | Providing & laying (MAIN or SUB MAIN) PVC insulated with size 2-7/.029 copper conductor in ¾’’ dia PVC conduit on surface (S.I.No:3 P- No:1) | 171 | P.Mtr | 513
6 | 6 | Providing & laying (MAIN or SUB MAIN) PVC insulated with size 2-7/.036 (4mm2) copper conductor in ¾’’ dia PVC conduit on surface. (S.I.No:11 P- No:2) | 200 | per Meter | 1200
7 | 2 | Providing & fixing Brass Battern holder c(S.I.No:232 P- No:33) | 70 | P.No | 140
8 | 2 | Providing & fixing circuit breaker 6,10,15,20, 30,40,50 & 63amp SP (TB-5S) on prepared board as required (S.I.No:202 P- No:30) | 916 | P.No | 1832
9 | 1 | Providing & fixing circuit breaker 6,10,15,20, 30,40,50 & 63amp DP (TB-5S) on prepared board as required. (S.I.No:202 P- No:30) | 2456 | P.No | 2456
10 | 50 | Providing & laying (MAIN or SUB MAIN) PVC insulated & PVC Sheeted with two core copper conductor 300/500 volts size 10mm2 (S.I No. 63 Page No. 8) | 375 | P.Meter | 18750
|  |  | TOTAL :- |  | 28605
Amount Total (CSR)
Part "A" |  | % Above / Below ____________ | Total Amount
Total "A"
NON SCHEDULE ITEMS
1 | 1 | P/F fit.sh type 3 pin plug socket 15 amps with fancy type board and sheet i/c necessary connection |  | Each
2 | 33 | P/F distribution board double shutter for accommodate circuit breaker and buslor i/c painting With enameled paint |  | P.Sft
3 | 3 | P/F Energy saver superior quality i/c fixing on existing holder etc complete etc |  | Each
4 | 1 | P/F-. wall / Ceiling mounted light fancy type, superior quality i/c necessary electric connection Rs. 600.00 Each an with holder , without energy Saver etc |  | Each
TOTAL :-
| Cost of Bid |  |  | Amount | Position
1. (A) Cost Based on Composite Schedule of Rates
2. (B) Cost Based on Non/Offered Schedule of Rates
TOTAL COST OF BID (C) = TOTAL (A) + TOTAL (B)
| CONTRACTOR |  | EXECUTIVE ENGINEER
EDUCATION WORKS DIVISION
SUKKUR

## Main Rohri
BILL OF QUANTITIES
Discription and Rate of Items based on Composite Schedule of Rates
NAME OF WORK :- REPAIR/RENOVATION/REHABILITATION LACKING FACILITIES OF LAVOTARY BLOCK/COMPOUND WALL & DRINKING WATER OF CAMPUS/MERGED UNDER OTG PROGRAMME DISTRICT SUKKUR @ GBELS Main Rohri Taluka Rohri.
Item No. | Quantities | Description of item to be executed at site | Rate | Units | Amount
PART "A" ELECTRIC SCHEDULE ITEMS
1 | 3 | Wiring for light or fan point with 3/.029 PVCinsulated wire in 20mm (3/4’’) channel patti on surface as required (S.No. 129 P-15). | 910 | per point | 2730
2 | 1 | Wiring for plug point with 3/.029 PVC insulated wire in 20mm (3/4’’) channel patti on surface as required (S.I.No:130 P- No:15) | 742 | per point | 742
3 | 3 | Providing & fixing one way SP 5amp switch flush type(S.I.No:219 P- No:33) | 54 | P.No | 162
4 | 1 | Providing & fixing two pin 5amp plug & socket (S.I.No:225 P- No:33) | 80 | P.No | 80
5 | 3 | Providing & laying (MAIN or SUB MAIN) PVC insulated with size 2-7/.029 copper conductor in ¾’’ dia PVC conduit on surface (S.I.No:3 P- No:1) | 171 | P.Mtr | 513
6 | 6 | Providing & laying (MAIN or SUB MAIN) PVC insulated with size 2-7/.036 (4mm2) copper conductor in ¾’’ dia PVC conduit on surface. (S.I.No:11 P- No:2) | 200 | per Meter | 1200
7 | 2 | Providing & fixing Brass Battern holder c(S.I.No:232 P- No:33) | 70 | P.No | 140
8 | 2 | Providing & fixing circuit breaker 6,10,15,20, 30,40,50 & 63amp SP (TB-5S) on prepared board as required (S.I.No:202 P- No:30) | 916 | P.No | 1832
9 | 1 | Providing & fixing circuit breaker 6,10,15,20, 30,40,50 & 63amp DP (TB-5S) on prepared board as required. (S.I.No:202 P- No:30) | 2456 | P.No | 2456
10 | 50 | Providing & laying (MAIN or SUB MAIN) PVC insulated & PVC Sheeted with two core copper conductor 300/500 volts size 10mm2 (S.I No. 63 Page No. 8) | 375 | P.Meter | 18750
|  |  | TOTAL :- |  | 28605
Amount Total (CSR)
Part "A" |  | % Above / Below ____________ | Total Amount
Total "A"
NON SCHEDULE ITEMS
1 | 1 | P/F fit.sh type 3 pin plug socket 15 amps with fancy type board and sheet i/c necessary connection |  | Each
2 | 33 | P/F distribution board double shutter for accommodate circuit breaker and buslor i/c painting With enameled paint |  | P.Sft
3 | 3 | P/F Energy saver superior quality i/c fixing on existing holder etc complete etc |  | Each
4 | 1 | P/F-. wall / Ceiling mounted light fancy type, superior quality i/c necessary electric connection Rs. 600.00 Each an with holder , without energy Saver etc |  | Each
TOTAL :-
| Cost of Bid |  |  | Amount | Position
1. (A) Cost Based on Composite Schedule of Rates
2. (B) Cost Based on Non/Offered Schedule of Rates
TOTAL COST OF BID (C) = TOTAL (A) + TOTAL (B)
| CONTRACTOR |  | EXECUTIVE ENGINEER
EDUCATION WORKS DIVISION
SUKKUR

## Motto Mirbahar
BILL OF QUANTITIES
Discription and Rate of Items based on Composite Schedule of Rates
NAME OF WORK :- REPAIR/RENOVATION/REHABILITATION LACKING FACILITIES OF LAVOTARY BLOCK/COMPOUND WALL & DRINKING WATER OF CAMPUS/MERGED UNDER OTG PROGRAMME DISTRICT SUKKUR @ GBELS Motto Mirbahar Taluka Pano Akil.
Item No. | Quantities | Description of item to be executed at site | Rate | Units | Amount
PART "A" ELECTRIC SCHEDULE ITEMS
1 | 3 | Wiring for light or fan point with 3/.029 PVCinsulated wire in 20mm (3/4’’) channel patti on surface as required (S.No. 129 P-15). | 910 | per point | 2730
2 | 1 | Wiring for plug point with 3/.029 PVC insulated wire in 20mm (3/4’’) channel patti on surface as required (S.I.No:130 P- No:15) | 742 | per point | 742
3 | 3 | Providing & fixing one way SP 5amp switch flush type(S.I.No:219 P- No:33) | 54 | P.No | 162
4 | 1 | Providing & fixing two pin 5amp plug & socket (S.I.No:225 P- No:33) | 80 | P.No | 80
5 | 3 | Providing & laying (MAIN or SUB MAIN) PVC insulated with size 2-7/.029 copper conductor in ¾’’ dia PVC conduit on surface (S.I.No:3 P- No:1) | 171 | P.Mtr | 513
6 | 6 | Providing & laying (MAIN or SUB MAIN) PVC insulated with size 2-7/.036 (4mm2) copper conductor in ¾’’ dia PVC conduit on surface. (S.I.No:11 P- No:2) | 200 | per Meter | 1200
7 | 2 | Providing & fixing Brass Battern holder c(S.I.No:232 P- No:33) | 70 | P.No | 140
8 | 2 | Providing & fixing circuit breaker 6,10,15,20, 30,40,50 & 63amp SP (TB-5S) on prepared board as required (S.I.No:202 P- No:30) | 916 | P.No | 1832
9 | 1 | Providing & fixing circuit breaker 6,10,15,20, 30,40,50 & 63amp DP (TB-5S) on prepared board as required. (S.I.No:202 P- No:30) | 2456 | P.No | 2456
10 | 50 | Providing & laying (MAIN or SUB MAIN) PVC insulated & PVC Sheeted with two core copper conductor 300/500 volts size 10mm2 (S.I No. 63 Page No. 8) | 375 | P.Meter | 18750
|  |  | TOTAL :- |  | 28605
Amount Total (CSR)
Part "A" |  | % Above / Below ____________ | Total Amount
Total "A"
NON SCHEDULE ITEMS
1 | 1 | P/F fit.sh type 3 pin plug socket 15 amps with fancy type board and sheet i/c necessary connection |  | Each
2 | 33 | P/F distribution board double shutter for accommodate circuit breaker and buslor i/c painting With enameled paint |  | P.Sft
3 | 3 | P/F Energy saver superior quality i/c fixing on existing holder etc complete etc |  | Each
4 | 1 | P/F-. wall / Ceiling mounted light fancy type, superior quality i/c necessary electric connection Rs. 600.00 Each an with holder , without energy Saver etc |  | Each
TOTAL :-
| Cost of Bid |  |  | Amount | Position
1. (A) Cost Based on Composite Schedule of Rates
2. (B) Cost Based on Non/Offered Schedule of Rates
TOTAL COST OF BID (C) = TOTAL (A) + TOTAL (B)
| CONTRACTOR |  | EXECUTIVE ENGINEER
EDUCATION WORKS DIVISION
SUKKUR

## Nirch
BILL OF QUANTITIES
Discription and Rate of Items based on Composite Schedule of Rates
NAME OF WORK :- REPAIR/RENOVATION/REHABILITATION LACKING FACILITIES OF LAVOTARY BLOCK/COMPOUND WALL & DRINKING WATER OF CAMPUS/MERGED UNDER OTG PROGRAMME DISTRICT SUKKUR @ GBELS Nirch Taluka Pano Akil.
Item No. | Quantities | Description of item to be executed at site | Rate | Units | Amount
PART "A" ELECTRIC SCHEDULE ITEMS
1 | 3 | Wiring for light or fan point with 3/.029 PVCinsulated wire in 20mm (3/4’’) channel patti on surface as required (S.No. 129 P-15). | 910 | per point | 2730
2 | 1 | Wiring for plug point with 3/.029 PVC insulated wire in 20mm (3/4’’) channel patti on surface as required (S.I.No:130 P- No:15) | 742 | per point | 742
3 | 3 | Providing & fixing one way SP 5amp switch flush type(S.I.No:219 P- No:33) | 54 | P.No | 162
4 | 1 | Providing & fixing two pin 5amp plug & socket (S.I.No:225 P- No:33) | 80 | P.No | 80
5 | 3 | Providing & laying (MAIN or SUB MAIN) PVC insulated with size 2-7/.029 copper conductor in ¾’’ dia PVC conduit on surface (S.I.No:3 P- No:1) | 171 | P.Mtr | 513
6 | 6 | Providing & laying (MAIN or SUB MAIN) PVC insulated with size 2-7/.036 (4mm2) copper conductor in ¾’’ dia PVC conduit on surface. (S.I.No:11 P- No:2) | 200 | per Meter | 1200
7 | 2 | Providing & fixing Brass Battern holder c(S.I.No:232 P- No:33) | 70 | P.No | 140
8 | 2 | Providing & fixing circuit breaker 6,10,15,20, 30,40,50 & 63amp SP (TB-5S) on prepared board as required (S.I.No:202 P- No:30) | 916 | P.No | 1832
9 | 1 | Providing & fixing circuit breaker 6,10,15,20, 30,40,50 & 63amp DP (TB-5S) on prepared board as required. (S.I.No:202 P- No:30) | 2456 | P.No | 2456
10 | 50 | Providing & laying (MAIN or SUB MAIN) PVC insulated & PVC Sheeted with two core copper conductor 300/500 volts size 10mm2 (S.I No. 63 Page No. 8) | 375 | P.Meter | 18750
|  |  | TOTAL :- |  | 28605
Amount Total (CSR)
Part "A" |  | % Above / Below ____________ | Total Amount
Total "A"
NON SCHEDULE ITEMS
1 | 1 | P/F fit.sh type 3 pin plug socket 15 amps with fancy type board and sheet i/c necessary connection |  | Each
2 | 33 | P/F distribution board double shutter for accommodate circuit breaker and buslor i/c painting With enameled paint |  | P.Sft
3 | 3 | P/F Energy saver superior quality i/c fixing on existing holder etc complete etc |  | Each
4 | 1 | P/F-. wall / Ceiling mounted light fancy type, superior quality i/c necessary electric connection Rs. 600.00 Each an with holder , without energy Saver etc |  | Each
TOTAL :-
| Cost of Bid |  |  | Amount | Position
1. (A) Cost Based on Composite Schedule of Rates
2. (B) Cost Based on Non/Offered Schedule of Rates
TOTAL COST OF BID (C) = TOTAL (A) + TOTAL (B)
| CONTRACTOR |  | EXECUTIVE ENGINEER
EDUCATION WORKS DIVISION
SUKKUR

## Bachal Shah
BILL OF QUANTITIES
Discription and Rate of Items based on Composite Schedule of Rates
NAME OF WORK :- REPAIR/RENOVATION/REHABILITATION LACKING FACILITIES OF LAVOTARY BLOCK/COMPOUND WALL & DRINKING WATER OF CAMPUS/MERGED UNDER OTG PROGRAMME DISTRICT SUKKUR @ GBHS Bachal Shah Taluka Sukkur.
Item No. | Quantities | Description of item to be executed at site | Rate | Units | Amount
PART "A" ELECTRIC SCHEDULE ITEMS
1 | 8 | Wiring for light or fan point with 3/.029 PVCinsulated wire in 20mm (3/4’’) channel patti on surface as required (S.No. 129 P-15). | 910 | per point | 7280
2 | 2 | Wiring for plug point with 3/.029 PVC insulated wire in 20mm (3/4’’) channel patti on surface as required (S.I.No:130 P- No:15) | 742 | per point | 1484
3 | 8 | Providing & fixing one way SP 5amp switch flush type(S.I.No:219 P- No:33) | 54 | P.No | 432
4 | 2 | Providing & fixing two pin 5amp plug & socket (S.I.No:225 P- No:33) | 80 | P.No | 160
5 | 10 | Providing & laying (MAIN or SUB MAIN) PVC insulated with size 2-7/.029 copper conductor in ¾’’ dia PVC conduit on surface (S.I.No:3 P- No:1) | 171 | P.Mtr | 1710
6 | 25 | Providing & laying (MAIN or SUB MAIN) PVC insulated with size 2-7/.036 (4mm2) copper conductor in ¾’’ dia PVC conduit on surface. (S.I.No:11 P- No:2) | 200 | per Meter | 5000
7 | 6 | Providing & fixing Brass Battern holder c(S.I.No:232 P- No:33) | 70 | P.No | 420
8 | 6 | Providing & fixing circuit breaker 6,10,15,20, 30,40,50 & 63amp SP (TB-5S) on prepared board as required (S.I.No:202 P- No:30) | 916 | P.No | 5496
9 | 1 | Providing & fixing circuit breaker 6,10,15,20, 30,40,50 & 63amp DP (TB-5S) on prepared board as required. (S.I.No:202 P- No:30) | 2456 | P.No | 2456
10 | 100 | Providing & laying (MAIN or SUB MAIN) PVC insulated & PVC Sheeted with two core copper conductor 300/500 volts size 10mm2 (S.I No. 63 Page No. 8) | 375 | P.Meter | 37500
|  |  | TOTAL :- |  | 61938
Amount Total (CSR)
Part "A" |  | % Above / Below ____________ | Total Amount
Total "A"
NON SCHEDULE ITEMS
1 | 2 | P/F fit.sh type 3 pin plug socket 15 amps with fancy type board and sheet i/c necessary connection |  | Each
2 | 0.83 | P/F distribution board double shutter for accommodate circuit breaker and buslor i/c painting With enameled paint |  | P.Sft
3 | 8 | P/F Energy saver superior quality i/c fixing on existing holder etc complete etc |  | Each
4 | 2 | P/F-. wall / Ceiling mounted light fancy type, superior quality i/c necessary electric connection Rs. 600.00 Each an with holder , without energy Saver etc |  | Each
TOTAL :-
| Cost of Bid |  |  | Amount | Position
1. (A) Cost Based on Composite Schedule of Rates
2. (B) Cost Based on Non/Offered Schedule of Rates
TOTAL COST OF BID (C) = TOTAL (A) + TOTAL (B)
| CONTRACTOR |  | EXECUTIVE ENGINEER
EDUCATION WORKS DIVISION
SUKKUR

## Darawahan
BILL OF QUANTITIES
Discription and Rate of Items based on Composite Schedule of Rates
NAME OF WORK :- REPAIR/RENOVATION/REHABILITATION LACKING FACILITIES OF LAVOTARY BLOCK/COMPOUND WALL & DRINKING WATER OF CAMPUS/MERGED UNDER OTG PROGRAMME DISTRICT SUKKUR @ GBHS Darawahan Taluka Rohri.
Item No. | Quantities | Description of item to be executed at site | Rate | Units | Amount
PART "A" ELECTRIC SCHEDULE ITEMS
1 | 6 | Wiring for light or fan point with 3/.029 PVCinsulated wire in 20mm (3/4’’) channel patti on surface as required (S.No. 129 P-15). | 910 | per point | 5460
2 | 2 | Wiring for plug point with 3/.029 PVC insulated wire in 20mm (3/4’’) channel patti on surface as required (S.I.No:130 P- No:15) | 742 | per point | 1484
3 | 6 | Providing & fixing one way SP 5amp switch flush type(S.I.No:219 P- No:33) | 54 | P.No | 324
4 | 2 | Providing & fixing two pin 5amp plug & socket (S.I.No:225 P- No:33) | 80 | P.No | 160
5 | 6 | Providing & laying (MAIN or SUB MAIN) PVC insulated with size 2-7/.029 copper conductor in ¾’’ dia PVC conduit on surface (S.I.No:3 P- No:1) | 171 | P.Mtr | 1026
6 | 10 | Providing & laying (MAIN or SUB MAIN) PVC insulated with size 2-7/.036 (4mm2) copper conductor in ¾’’ dia PVC conduit on surface. (S.I.No:11 P- No:2) | 200 | per Meter | 2000
7 | 6 | Providing & fixing Brass Battern holder c(S.I.No:232 P- No:33) | 70 | P.No | 420
8 | 4 | Providing & fixing circuit breaker 6,10,15,20, 30,40,50 & 63amp SP (TB-5S) on prepared board as required (S.I.No:202 P- No:30) | 916 | P.No | 3664
9 | 1 | Providing & fixing circuit breaker 6,10,15,20, 30,40,50 & 63amp DP (TB-5S) on prepared board as required. (S.I.No:202 P- No:30) | 2456 | P.No | 2456
10 | 60 | Providing & laying (MAIN or SUB MAIN) PVC insulated & PVC Sheeted with two core copper conductor 300/500 volts size 10mm2 (S.I No. 63 Page No. 8) | 375 | P.Meter | 22500
|  |  | TOTAL :- |  | 39494
Amount Total (CSR)
Part "A" |  | % Above / Below ____________ | Total Amount
Total "A"
NON SCHEDULE ITEMS
1 | 1 | P/F fit.sh type 3 pin plug socket 15 amps with fancy type board and sheet i/c necessary connection |  | Each
2 | 0.83 | P/F distribution board double shutter for accommodate circuit breaker and buslor i/c painting With enameled paint |  | P.Sft
3 | 6 | P/F Energy saver superior quality i/c fixing on existing holder etc complete etc |  | Each
4 | 2 | P/F-. wall / Ceiling mounted light fancy type, superior quality i/c necessary electric connection Rs. 600.00 Each an with holder , without energy Saver etc |  | Each
TOTAL :-
| Cost of Bid |  |  | Amount | Position
1. (A) Cost Based on Composite Schedule of Rates
2. (B) Cost Based on Non/Offered Schedule of Rates
TOTAL COST OF BID (C) = TOTAL (A) + TOTAL (B)
| CONTRACTOR |  | EXECUTIVE ENGINEER
EDUCATION WORKS DIVISION
SUKKUR

## Duber2
BILL OF QUANTITIES
Discription and Rate of Items based on Composite Schedule of Rates
NAME OF WORK :- REPAIR/RENOVATION/REHABILITATION LACKING FACILITIES OF LAVOTARY BLOCK/COMPOUND WALL & DRINKING WATER OF CAMPUS/MERGED UNDER OTG PROGRAMME DISTRICT SUKKUR @ GBHS Duber Taluka Rohri.
Item No. | Quantities | Description of item to be executed at site | Rate | Units | Amount
PART "A" ELECTRIC SCHEDULE ITEMS
1 | 6 | Wiring for light or fan point with 3/.029 PVCinsulated wire in 20mm (3/4’’) channel patti on surface as required (S.No. 129 P-15). | 910 | per point | 5460
2 | 2 | Wiring for plug point with 3/.029 PVC insulated wire in 20mm (3/4’’) channel patti on surface as required (S.I.No:130 P- No:15) | 742 | per point | 1484
3 | 6 | Providing & fixing one way SP 5amp switch flush type(S.I.No:219 P- No:33) | 54 | P.No | 324
4 | 2 | Providing & fixing two pin 5amp plug & socket (S.I.No:225 P- No:33) | 80 | P.No | 160
5 | 6 | Providing & laying (MAIN or SUB MAIN) PVC insulated with size 2-7/.029 copper conductor in ¾’’ dia PVC conduit on surface (S.I.No:3 P- No:1) | 171 | P.Mtr | 1026
6 | 10 | Providing & laying (MAIN or SUB MAIN) PVC insulated with size 2-7/.036 (4mm2) copper conductor in ¾’’ dia PVC conduit on surface. (S.I.No:11 P- No:2) | 200 | per Meter | 2000
7 | 6 | Providing & fixing Brass Battern holder c(S.I.No:232 P- No:33) | 70 | P.No | 420
8 | 4 | Providing & fixing circuit breaker 6,10,15,20, 30,40,50 & 63amp SP (TB-5S) on prepared board as required (S.I.No:202 P- No:30) | 916 | P.No | 3664
9 | 1 | Providing & fixing circuit breaker 6,10,15,20, 30,40,50 & 63amp DP (TB-5S) on prepared board as required. (S.I.No:202 P- No:30) | 2456 | P.No | 2456
10 | 60 | Providing & laying (MAIN or SUB MAIN) PVC insulated & PVC Sheeted with two core copper conductor 300/500 volts size 10mm2 (S.I No. 63 Page No. 8) | 375 | P.Meter | 22500
|  |  | TOTAL :- |  | 39494
Amount Total (CSR)
Part "A" |  | % Above / Below ____________ | Total Amount
Total "A"
NON SCHEDULE ITEMS
1 | 1 | P/F fit.sh type 3 pin plug socket 15 amps with fancy type board and sheet i/c necessary connection |  | Each
2 | 0.83 | P/F distribution board double shutter for accommodate circuit breaker and buslor i/c painting With enameled paint |  | P.Sft
3 | 6 | P/F Energy saver superior quality i/c fixing on existing holder etc complete etc |  | Each
4 | 2 | P/F-. wall / Ceiling mounted light fancy type, superior quality i/c necessary electric connection Rs. 600.00 Each an with holder , without energy Saver etc |  | Each
TOTAL :-
| Cost of Bid |  |  | Amount | Position
1. (A) Cost Based on Composite Schedule of Rates
2. (B) Cost Based on Non/Offered Schedule of Rates
TOTAL COST OF BID (C) = TOTAL (A) + TOTAL (B)
| CONTRACTOR |  | EXECUTIVE ENGINEER
EDUCATION WORKS DIVISION
SUKKUR

## Haji Arbab
BILL OF QUANTITIES
Discription and Rate of Items based on Composite Schedule of Rates
NAME OF WORK :- REPAIR/RENOVATION/REHABILITATION LACKING FACILITIES OF LAVOTARY BLOCK/COMPOUND WALL & DRINKING WATER OF CAMPUS/MERGED UNDER OTG PROGRAMME DISTRICT SUKKUR @ GBHS Haji Arbab Ghumro Taluka Sukkur.
Item No. | Quantities | Description of item to be executed at site | Rate | Units | Amount
PART "A" ELECTRIC SCHEDULE ITEMS
1 | 3 | Wiring for light or fan point with 3/.029 PVCinsulated wire in 20mm (3/4’’) channel patti on surface as required (S.No. 129 P-15). | 910 | per point | 2730
2 | 1 | Wiring for plug point with 3/.029 PVC insulated wire in 20mm (3/4’’) channel patti on surface as required (S.I.No:130 P- No:15) | 742 | per point | 742
3 | 3 | Providing & fixing one way SP 5amp switch flush type(S.I.No:219 P- No:33) | 54 | P.No | 162
4 | 1 | Providing & fixing two pin 5amp plug & socket (S.I.No:225 P- No:33) | 80 | P.No | 80
5 | 3 | Providing & laying (MAIN or SUB MAIN) PVC insulated with size 2-7/.029 copper conductor in ¾’’ dia PVC conduit on surface (S.I.No:3 P- No:1) | 171 | P.Mtr | 513
6 | 6 | Providing & laying (MAIN or SUB MAIN) PVC insulated with size 2-7/.036 (4mm2) copper conductor in ¾’’ dia PVC conduit on surface. (S.I.No:11 P- No:2) | 200 | per Meter | 1200
7 | 2 | Providing & fixing Brass Battern holder c(S.I.No:232 P- No:33) | 70 | P.No | 140
8 | 2 | Providing & fixing circuit breaker 6,10,15,20, 30,40,50 & 63amp SP (TB-5S) on prepared board as required (S.I.No:202 P- No:30) | 916 | P.No | 1832
9 | 1 | Providing & fixing circuit breaker 6,10,15,20, 30,40,50 & 63amp DP (TB-5S) on prepared board as required. (S.I.No:202 P- No:30) | 2456 | P.No | 2456
10 | 50 | Providing & laying (MAIN or SUB MAIN) PVC insulated & PVC Sheeted with two core copper conductor 300/500 volts size 10mm2 (S.I No. 63 Page No. 8) | 375 | P.Meter | 18750
|  |  | TOTAL :- |  | 28605
Amount Total (CSR)
Part "A" |  | % Above / Below ____________ | Total Amount
Total "A"
NON SCHEDULE ITEMS
1 | 1 | P/F fit.sh type 3 pin plug socket 15 amps with fancy type board and sheet i/c necessary connection |  | Each
2 | 33 | P/F distribution board double shutter for accommodate circuit breaker and buslor i/c painting With enameled paint |  | P.Sft
3 | 3 | P/F Energy saver superior quality i/c fixing on existing holder etc complete etc |  | Each
4 | 1 | P/F-. wall / Ceiling mounted light fancy type, superior quality i/c necessary electric connection Rs. 600.00 Each an with holder , without energy Saver etc |  | Each
TOTAL :-
| Cost of Bid |  |  | Amount | Position
1. (A) Cost Based on Composite Schedule of Rates
2. (B) Cost Based on Non/Offered Schedule of Rates
TOTAL COST OF BID (C) = TOTAL (A) + TOTAL (B)
| CONTRACTOR |  | EXECUTIVE ENGINEER
EDUCATION WORKS DIVISION
SUKKUR

## Hingoro 2
BILL OF QUANTITIES
Discription and Rate of Items based on Composite Schedule of Rates
NAME OF WORK :- REPAIR/RENOVATION/REHABILITATION LACKING FACILITIES OF LAVOTARY BLOCK/COMPOUND WALL & DRINKING WATER OF CAMPUS/MERGED UNDER OTG PROGRAMME DISTRICT SUKKUR @ GBHS Hingoro Taluka Pano Akil.
Item No. | Quantities | Description of item to be executed at site | Rate | Units | Amount
PART "A" ELECTRIC SCHEDULE ITEMS
1 | 3 | Wiring for light or fan point with 3/.029 PVCinsulated wire in 20mm (3/4’’) channel patti on surface as required (S.No. 129 P-15). | 910 | per point | 2730
2 | 1 | Wiring for plug point with 3/.029 PVC insulated wire in 20mm (3/4’’) channel patti on surface as required (S.I.No:130 P- No:15) | 742 | per point | 742
3 | 3 | Providing & fixing one way SP 5amp switch flush type(S.I.No:219 P- No:33) | 54 | P.No | 162
4 | 1 | Providing & fixing two pin 5amp plug & socket (S.I.No:225 P- No:33) | 80 | P.No | 80
5 | 3 | Providing & laying (MAIN or SUB MAIN) PVC insulated with size 2-7/.029 copper conductor in ¾’’ dia PVC conduit on surface (S.I.No:3 P- No:1) | 171 | P.Mtr | 513
6 | 6 | Providing & laying (MAIN or SUB MAIN) PVC insulated with size 2-7/.036 (4mm2) copper conductor in ¾’’ dia PVC conduit on surface. (S.I.No:11 P- No:2) | 200 | per Meter | 1200
7 | 2 | Providing & fixing Brass Battern holder c(S.I.No:232 P- No:33) | 70 | P.No | 140
8 | 2 | Providing & fixing circuit breaker 6,10,15,20, 30,40,50 & 63amp SP (TB-5S) on prepared board as required (S.I.No:202 P- No:30) | 916 | P.No | 1832
9 | 1 | Providing & fixing circuit breaker 6,10,15,20, 30,40,50 & 63amp DP (TB-5S) on prepared board as required. (S.I.No:202 P- No:30) | 2456 | P.No | 2456
10 | 50 | Providing & laying (MAIN or SUB MAIN) PVC insulated & PVC Sheeted with two core copper conductor 300/500 volts size 10mm2 (S.I No. 63 Page No. 8) | 375 | P.Meter | 18750
|  |  | TOTAL :- |  | 28605
Amount Total (CSR)
Part "A" |  | % Above / Below ____________ | Total Amount
Total "A"
NON SCHEDULE ITEMS
1 | 1 | P/F fit.sh type 3 pin plug socket 15 amps with fancy type board and sheet i/c necessary connection |  | Each
2 | 33 | P/F distribution board double shutter for accommodate circuit breaker and buslor i/c painting With enameled paint |  | P.Sft
3 | 3 | P/F Energy saver superior quality i/c fixing on existing holder etc complete etc |  | Each
4 | 1 | P/F-. wall / Ceiling mounted light fancy type, superior quality i/c necessary electric connection Rs. 600.00 Each an with holder , without energy Saver etc |  | Each
TOTAL :-
| Cost of Bid |  |  | Amount | Position
1. (A) Cost Based on Composite Schedule of Rates
2. (B) Cost Based on Non/Offered Schedule of Rates
TOTAL COST OF BID (C) = TOTAL (A) + TOTAL (B)
| CONTRACTOR |  | EXECUTIVE ENGINEER
EDUCATION WORKS DIVISION
SUKKUR

## Arrore
BILL OF QUANTITIES
Discription and Rate of Items based on Composite Schedule of Rates
NAME OF WORK :- REPAIR/RENOVATION/REHABILITATION LACKING FACILITIES OF LAVOTARY BLOCK/COMPOUND WALL & DRINKING WATER OF CAMPUS/MERGED UNDER OTG PROGRAMME DISTRICT SUKKUR @ GBLSS Arrore Taluka Rohri.
Item No. | Quantities | Description of item to be executed at site | Rate | Units | Amount
PART "A" ELECTRIC SCHEDULE ITEMS
1 | 3 | Wiring for light or fan point with 3/.029 PVCinsulated wire in 20mm (3/4’’) channel patti on surface as required (S.No. 129 P-15). | 910 | per point | 2730
2 | 1 | Wiring for plug point with 3/.029 PVC insulated wire in 20mm (3/4’’) channel patti on surface as required (S.I.No:130 P- No:15) | 742 | per point | 742
3 | 3 | Providing & fixing one way SP 5amp switch flush type(S.I.No:219 P- No:33) | 54 | P.No | 162
4 | 1 | Providing & fixing two pin 5amp plug & socket (S.I.No:225 P- No:33) | 80 | P.No | 80
5 | 3 | Providing & laying (MAIN or SUB MAIN) PVC insulated with size 2-7/.029 copper conductor in ¾’’ dia PVC conduit on surface (S.I.No:3 P- No:1) | 171 | P.Mtr | 513
6 | 6 | Providing & laying (MAIN or SUB MAIN) PVC insulated with size 2-7/.036 (4mm2) copper conductor in ¾’’ dia PVC conduit on surface. (S.I.No:11 P- No:2) | 200 | per Meter | 1200
7 | 2 | Providing & fixing Brass Battern holder c(S.I.No:232 P- No:33) | 70 | P.No | 140
8 | 2 | Providing & fixing circuit breaker 6,10,15,20, 30,40,50 & 63amp SP (TB-5S) on prepared board as required (S.I.No:202 P- No:30) | 916 | P.No | 1832
9 | 1 | Providing & fixing circuit breaker 6,10,15,20, 30,40,50 & 63amp DP (TB-5S) on prepared board as required. (S.I.No:202 P- No:30) | 2456 | P.No | 2456
10 | 50 | Providing & laying (MAIN or SUB MAIN) PVC insulated & PVC Sheeted with two core copper conductor 300/500 volts size 10mm2 (S.I No. 63 Page No. 8) | 375 | P.Meter | 18750
|  |  | TOTAL :- |  | 28605
Amount Total (CSR)
Part "A" |  | % Above / Below ____________ | Total Amount
Total "A"
NON SCHEDULE ITEMS
1 | 1 | P/F fit.sh type 3 pin plug socket 15 amps with fancy type board and sheet i/c necessary connection |  | Each
2 | 33 | P/F distribution board double shutter for accommodate circuit breaker and buslor i/c painting With enameled paint |  | P.Sft
3 | 3 | P/F Energy saver superior quality i/c fixing on existing holder etc complete etc |  | Each
4 | 1 | P/F-. wall / Ceiling mounted light fancy type, superior quality i/c necessary electric connection Rs. 600.00 Each an with holder , without energy Saver etc |  | Each
TOTAL :-
| Cost of Bid |  |  | Amount | Position
1. (A) Cost Based on Composite Schedule of Rates
2. (B) Cost Based on Non/Offered Schedule of Rates
TOTAL COST OF BID (C) = TOTAL (A) + TOTAL (B)
| CONTRACTOR |  | EXECUTIVE ENGINEER
EDUCATION WORKS DIVISION
SUKKUR

## Naseerabad
BILL OF QUANTITIES
Discription and Rate of Items based on Composite Schedule of Rates
NAME OF WORK :- REPAIR/RENOVATION/REHABILITATION LACKING FACILITIES OF LAVOTARY BLOCK/COMPOUND WALL & DRINKING WATER OF CAMPUS/MERGED UNDER OTG PROGRAMME DISTRICT SUKKUR @ GGELS Naseerabad Taluka Sukkur.
Item No. | Quantities | Description of item to be executed at site | Rate | Units | Amount
PART "A" ELECTRIC SCHEDULE ITEMS
1 | 3 | Wiring for light or fan point with 3/.029 PVCinsulated wire in 20mm (3/4’’) channel patti on surface as required (S.No. 129 P-15). | 910 | per point | 2730
2 | 1 | Wiring for plug point with 3/.029 PVC insulated wire in 20mm (3/4’’) channel patti on surface as required (S.I.No:130 P- No:15) | 742 | per point | 742
3 | 3 | Providing & fixing one way SP 5amp switch flush type(S.I.No:219 P- No:33) | 54 | P.No | 162
4 | 1 | Providing & fixing two pin 5amp plug & socket (S.I.No:225 P- No:33) | 80 | P.No | 80
5 | 3 | Providing & laying (MAIN or SUB MAIN) PVC insulated with size 2-7/.029 copper conductor in ¾’’ dia PVC conduit on surface (S.I.No:3 P- No:1) | 171 | P.Mtr | 513
6 | 6 | Providing & laying (MAIN or SUB MAIN) PVC insulated with size 2-7/.036 (4mm2) copper conductor in ¾’’ dia PVC conduit on surface. (S.I.No:11 P- No:2) | 200 | per Meter | 1200
7 | 2 | Providing & fixing Brass Battern holder c(S.I.No:232 P- No:33) | 70 | P.No | 140
8 | 2 | Providing & fixing circuit breaker 6,10,15,20, 30,40,50 & 63amp SP (TB-5S) on prepared board as required (S.I.No:202 P- No:30) | 916 | P.No | 1832
9 | 1 | Providing & fixing circuit breaker 6,10,15,20, 30,40,50 & 63amp DP (TB-5S) on prepared board as required. (S.I.No:202 P- No:30) | 2456 | P.No | 2456
10 | 50 | Providing & laying (MAIN or SUB MAIN) PVC insulated & PVC Sheeted with two core copper conductor 300/500 volts size 10mm2 (S.I No. 63 Page No. 8) | 375 | P.Meter | 18750
|  |  | TOTAL :- |  | 28605
Amount Total (CSR)
Part "A" |  | % Above / Below ____________ | Total Amount
Total "A"
NON SCHEDULE ITEMS
1 | 1 | P/F fit.sh type 3 pin plug socket 15 amps with fancy type board and sheet i/c necessary connection |  | Each
2 | 33 | P/F distribution board double shutter for accommodate circuit breaker and buslor i/c painting With enameled paint |  | P.Sft
3 | 3 | P/F Energy saver superior quality i/c fixing on existing holder etc complete etc |  | Each
4 | 1 | P/F-. wall / Ceiling mounted light fancy type, superior quality i/c necessary electric connection Rs. 600.00 Each an with holder , without energy Saver etc |  | Each
TOTAL :-
| Cost of Bid |  |  | Amount | Position
1. (A) Cost Based on Composite Schedule of Rates
2. (B) Cost Based on Non/Offered Schedule of Rates
TOTAL COST OF BID (C) = TOTAL (A) + TOTAL (B)
| CONTRACTOR |  | EXECUTIVE ENGINEER
EDUCATION WORKS DIVISION
SUKKUR

## Azizabad
BILL OF QUANTITIES
Discription and Rate of Items based on Composite Schedule of Rates
NAME OF WORK :- REPAIR/RENOVATION/REHABILITATION LACKING FACILITIES OF LAVOTARY BLOCK/COMPOUND WALL & DRINKING WATER OF CAMPUS/MERGED UNDER OTG PROGRAMME DISTRICT SUKKUR @ GGHS Azizabad Taluka Sukkur.
Item No. | Quantities | Description of item to be executed at site | Rate | Units | Amount
PART "A" ELECTRIC SCHEDULE ITEMS
1 | 3 | Wiring for light or fan point with 3/.029 PVCinsulated wire in 20mm (3/4’’) channel patti on surface as required (S.No. 129 P-15). | 910 | per point | 2730
2 | 1 | Wiring for plug point with 3/.029 PVC insulated wire in 20mm (3/4’’) channel patti on surface as required (S.I.No:130 P- No:15) | 742 | per point | 742
3 | 3 | Providing & fixing one way SP 5amp switch flush type(S.I.No:219 P- No:33) | 54 | P.No | 162
4 | 1 | Providing & fixing two pin 5amp plug & socket (S.I.No:225 P- No:33) | 80 | P.No | 80
5 | 3 | Providing & laying (MAIN or SUB MAIN) PVC insulated with size 2-7/.029 copper conductor in ¾’’ dia PVC conduit on surface (S.I.No:3 P- No:1) | 171 | P.Mtr | 513
6 | 6 | Providing & laying (MAIN or SUB MAIN) PVC insulated with size 2-7/.036 (4mm2) copper conductor in ¾’’ dia PVC conduit on surface. (S.I.No:11 P- No:2) | 200 | per Meter | 1200
7 | 2 | Providing & fixing Brass Battern holder c(S.I.No:232 P- No:33) | 70 | P.No | 140
8 | 2 | Providing & fixing circuit breaker 6,10,15,20, 30,40,50 & 63amp SP (TB-5S) on prepared board as required (S.I.No:202 P- No:30) | 916 | P.No | 1832
9 | 1 | Providing & fixing circuit breaker 6,10,15,20, 30,40,50 & 63amp DP (TB-5S) on prepared board as required. (S.I.No:202 P- No:30) | 2456 | P.No | 2456
10 | 50 | Providing & laying (MAIN or SUB MAIN) PVC insulated & PVC Sheeted with two core copper conductor 300/500 volts size 10mm2 (S.I No. 63 Page No. 8) | 375 | P.Meter | 18750
|  |  | TOTAL :- |  | 28605
Amount Total (CSR)
Part "A" |  | % Above / Below ____________ | Total Amount
Total "A"
NON SCHEDULE ITEMS
1 | 1 | P/F fit.sh type 3 pin plug socket 15 amps with fancy type board and sheet i/c necessary connection |  | Each
2 | 33 | P/F distribution board double shutter for accommodate circuit breaker and buslor i/c painting With enameled paint |  | P.Sft
3 | 3 | P/F Energy saver superior quality i/c fixing on existing holder etc complete etc |  | Each
4 | 1 | P/F-. wall / Ceiling mounted light fancy type, superior quality i/c necessary electric connection Rs. 600.00 Each an with holder , without energy Saver etc |  | Each
TOTAL :-
| Cost of Bid |  |  | Amount | Position
1. (A) Cost Based on Composite Schedule of Rates
2. (B) Cost Based on Non/Offered Schedule of Rates
TOTAL COST OF BID (C) = TOTAL (A) + TOTAL (B)
| CONTRACTOR |  | EXECUTIVE ENGINEER
EDUCATION WORKS DIVISION
SUKKUR