## SEC-PAKAGE-1
SCHEDULE-B
NAME OF WORK:- (Package#01) Rehabilitation / Expansion of High Priority 4560 Schools in Sindh (Non-ADP) (Electric Work) Secondary Sector @ 1. GBHS Aminani 2. GBHS Abdullah khan Baledai
S.No. | DESCRIPTION OF ITEMS | Qty. |  |  | Rate | Unit |  | Amount
PART "A" SCHEDULE ITEMS
1 | Wiring for light or fan point with (3/.029) PVC insulated wire (3/4") PVC channal patti on surface as required (S.I.No. 129/P-15) | 140 | Points | @ | 910 | P/P | Rs. | 127400
2 | Wiring for Plug Point with (3/.029) PVC insulated wire in 20mm 3/4" PVC channal patti on surface as required. (S.I.No. 130/P-15). | 30 | Points | @ | 742 | P/P | Rs. | 22260
3 | Wiring for Call bell point with (3/.029) PVC insulated wire in 20mm 3/4" PVC channal patti on surface as required.(S.I.No. 130/P-15). | 4 | Points | @ | 1590 | P/P | Rs. | 6360
4 | Providing & Laying (Main or sub-mains) PVC insulated with size 2-7/0.29 copper conductor in 3/4" dia PVC condiut on surface. (S.I.No. 03/P-01). | 300 | Meter. | @ | 171 | P.Met | Rs. | 51300
5 | Providing & Laying (Main or sub-mains) PVC insulated with size 2-7/0.44 (6mm)2 copper conductor in 1"dia PVC condiut on surface. (S.I.No. 03/P-01). | 150 | Meter. | @ | 305 | P.Met | Rs. | 45750
6 | P/F AC one way S.P.5 Amps switch flush type.(S.I.No.219/P-33). | 140 | Nos. | @ | 54 | P.No. | Rs. | 7560
7 | P/F 2 pin 5 Amps S.P. plug, socket. (S.I.No. 222/P-33). | 30 | Nos. | @ | 80 | P.No. | Rs. | 2400
8 | P/F brass batten holder (S.I.No. 232/P-33). | 26 | Nos. | @ | 70 | P.No. | Rs. | 1820
9 | P/F backlight ceiling rose with two terminals.(S.I.No. 228/P-33). | 126 | Nos. | @ | 72 | P.No. | Rs. | 9072
10 | P/F Circuit Breaker 6,10,15,20,30,40,50 & 63 Amp S.P on a prepared board as required. (S.I.No. 203/P-31). | 40 | Nos. | @ | 916 | P.No. | Rs. | 36640
11 | P/F Circuit Breaker 6,10,15,20,30,40,50 & 63 Amp D.P on a prepared board as required. (S.I.No. 204/P-31). | 4 | Nos. | @ | 2456 | P.No. | Rs. | 9824
12 | P/F Circuit Breaker 15,20,30,40,50 & 60 Amp T.P (XE-100CS- CB) on a prepared board as required. (S.I.No. 206/P-31). | 4 | Nos. | @ | 5521 | P.No. | Rs. | 22084
13 | P/F Volt Meter size 96/96 mm 500 volts as required as per instruction of E.I (S.I.No. 285/P-41) | 2 | Nos. | @ | 999 | P.No. | Rs. | 1998
14 | P/F Ammeter size 96/96 mm Direct 15A,30A,50A,60A, & 100A as required as per instruction of E.I (S.I.No. 284/P-41) | 2 | Nos. | @ | 1054 | P.No. | Rs. | 2108
16 | Providing & laying (Mains or Sub-Mains) PVC insulated with PVC sheeted with single core copper conductor 300/500 volts 2-7/.052. (S.I.No. 58/P-7). | 52 | Nos. | @ | 605 | P.No. | Rs. | 31460
17 | Providing & laying (Mains or Sub-Mains) PVC insulated with PVC sheeted with single core copper conductor 300/500 volts 2-7/.052. (S.I.No. 56/P-7). | 150 | Meter. | @ | 335 | P.Met | Rs. | 50250
|  |  | Total Part "A" |  |  |  | Rs. | 428286
PART "B" NON SCHEDULE ITEMS (R/A).
1 | P/F Enegy sever superior quality i/c fixing on existing holder. | 38 | Nos. | @ | 407 | P.No. | Rs. | 15466
2 | P/F ceilling fan 56" complete in all respect as required (GFC Karachi made/pak orignal good quality. | 40 | Nos. | @ | 5262 | P.No. | Rs. | 210480
3 | P/F flush type ceiling fan dimmer imported quality as required. | 40 | Nos. | @ | 354.64 | P.No. | Rs. | 14185.6
4 | P/F Mild Steel Bar Fan Clamp 15.8mm 5/8" dia suitable for RCC Roof. | 40 | Nos. | @ | 236.94 | P.No. | Rs. | 9477.6
5 | P/F capsole light superior quality with plastic reflector i/c connection as required. | 12 | Nos. | @ | 609.84 | P.No. | Rs. | 7318.08
6 | P/F Mix metallic sheet 2,4,6,8 hole i/c frame and PVC board clip switch etc as required | 26 | Nos. | @ | 385 | P.No. | Rs. | 10010
7 | P/F Mix meteallic switch socket and bell push ets as required. | 4 | Nos. | @ | 181 | P.No. | Rs. | 724
8 | P/F A.C Power Plug complete with switch socket 3-pin etc as required. | 9 | Nos. | @ | 785.4 | Nos. | Rs. | 7068.6
9 | P/F (LED) Tube light 18 watt (Light Emitting Diode) classification with LED driver complete plastic covered and base etc complete. | 53 | Nos. | @ | 3500 | P.No. | Rs. | 185500
10 | P/F Panel Distribution Board Double Shutter to Accommodate circuit Breker i/c Painting. | 5 | Nos. | @ | 1950 | P.No. | Rs. | 9750
11 | S/F of pilot lamp (Neon sign) 200/240 volts fixing on a prepared i/c necessary connection as required. | 6 | Nos. | @ | 274.27 | P.No. | Rs. | 1645.62
|  |  | Total Part "B" |  |  |  | Rs. | 471625.5
GENARAL ABSTRACT
| Cost of Schedule Items Part "A" | Rs.
| Cost of Non-Schedule Items Part "B" | Rs.
| Grand Total | Rs.
| Say | Rs.
CONTRACTOR
EXECUTIVE ENGINEER ELECTRICAL
EDUCATION WORKS DIVISION
HYDERABAD.

## PAKAGE-28
SCHEDULE-B
NAME OF WORK:-(Package#28) Rehabilitation / Expansion of High Priority 4560 Schools in Sindh (Non-ADP) (Electric Work) @ 1. GBPS Ladhan 2. GGPS Khairpur Nathan Shah 3. GGPS Kakkar
S.No. | DESCRIPTION OF ITEMS | Qty. |  |  | Rate | Unit |  | Amount
PART "A" SCHEDULE ITEMS
1 | Wiring for light or fan point with (3/.029) PVC insulated wire (3/4") PVC channal patti on surface as required (S.I.No. 129/P-15) | 178 | Points | @ | 910 | P/P | Rs. | 161980
2 | Wiring for Plug Point with (3/.029) PVC insulated wire in 20mm 3/4" PVC channal patti on surface as required. (S.I.No. 130/P-15). | 33 | Points | @ | 742 | P/P | Rs. | 24486
3 | Wiring for Call bell point with (3/.029) PVC insulated wire in 20mm 3/4" PVC channal patti on surface as required.(S.I.No. 130/P-15). | 2 | Points | @ | 1590 | P/P | Rs. | 3180
4 | Providing & Laying (Main or sub-mains) PVC insulated with size 2-7/0.29 copper conductor in 3/4" dia PVC condiut on surface. (S.I.No. 03/P-01). | 390 | Meter. | @ | 171 | P.Met | Rs. | 66690
5 | Providing & Laying (Main or sub-mains) PVC insulated with size 2-7/0.44 (6mm)2 copper conductor in 1"dia PVC condiut on surface. (S.I.No. 03/P-01). | 50 | Meter. | @ | 305 | P.Met | Rs. | 15250
6 | P/F AC one way S.P.5 Amps switch flush type.(S.I.No.219/P-33). | 178 | Nos. | @ | 54 | P.No. | Rs. | 9612
7 | P/F 2 pin 5 Amps S.P. plug, socket. (S.I.No. 222/P-33). | 33 | Nos. | @ | 80 | P.No. | Rs. | 2640
8 | P/F brass batten holder (S.I.No. 232/P-33). | 39 | Nos. | @ | 70 | P.No. | Rs. | 2730
9 | P/F backlight ceiling rose with two terminals.(S.I.No. 228/P-33). | 149 | Nos. | @ | 72 | P.No. | Rs. | 10728
10 | P/F Circuit Breaker 6,10,15,20,30,40,50 & 63 Amp S.P on a prepared board as required. (S.I.No. 203/P-31). | 34 | Nos. | @ | 916 | P.No. | Rs. | 31144
11 | P/F Circuit Breaker 6,10,15,20,30,40,50 & 63 Amp D.P on a prepared board as required. (S.I.No. 204/P-31). | 4 | Nos. | @ | 2456 | P.No. | Rs. | 9824
12 | P/F Circuit Breaker 15,20,30,40,50 & 60 Amp T.P (XE-100CS- CB) on a prepared board as required. (S.I.No. 206/P-31). | 2 | Nos. | @ | 5521 | P.No. | Rs. | 11042
13 | P/F Volt Meter size 96/96 mm 500 volts as required as per instruction of E.I (S.I.No. 285/P-41) | 3 | Nos. | @ | 999 | P.No. | Rs. | 2997
14 | P/F Ammeter size 96/96 mm Direct 15A,30A,50A,60A, & 100A as required as per instruction of E.I (S.I.No. 284/P-41) | 1 | Nos. | @ | 1054 | P.No. | Rs. | 1054
| Providing & laying (Mains or Sub-Mains) PVC insulated with PVC sheeted with single core copper conductor 300/500 volts 2-7/.064. (S.I.No. 57/P-7). | 52 | Meter. | @ | 605 | P.Met | Rs. | 31460
15 | Providing & laying (Mains or Sub-Mains) PVC insulated with PVC sheeted with single core copper conductor 300/500 volts 2-7/.052. (S.I.No. 56/P-7). | 247 | Meter. | @ | 335 | P.Met | Rs. | 82745
|  |  | Total Part "A" |  |  |  | Rs. | 467562
PART "B" NON SCHEDULE ITEMS (R/A).
1 | P/F Enegy sever superior quality i/c fixing on existing holder. | 50 | Nos. | @ | 407 | P.No. | Rs. | 20350
2 | P/F ceilling fan 56" complete in all respect as required (GFC Karachi made/pak orignal good quality. | 39 | Nos. | @ | 5262 | P.No. | Rs. | 205218
3 | P/F flush type ceiling fan dimmer imported quality as required. | 39 | Nos. | @ | 354.64 | P.No. | Rs. | 13830.96
4 | P/F Mild Steel Bar Fan Clamp 15.8mm 5/8" dia suitable for RCC Roof. | 39 | Nos. | @ | 236.94 | P.No. | Rs. | 9240.66
5 | P/F capsole light superior quality with plastic reflector i/c connection as required. | 20 | Nos. | @ | 609.84 | P.No. | Rs. | 12196.8
6 | P/F Mix metallic sheet 2,4,6,8 hole i/c frame and PVC board clip switch etc as required | 13 | Nos. | @ | 385 | P.No. | Rs. | 5005
7 | P/F Mix meteallic switch socket and bell push ets as required. | 2 | Nos. | @ | 181 | P.No. | Rs. | 362
8 | P/F A.C Power Plug complete with switch socket 3-pin etc as required. | 4 | Nos. | @ | 785.4 | Nos. | Rs. | 3141.6
9 | P/F (LED) Tube light 18 watt (Light Emitting Diode) classification with LED driver complete plastic covered and base etc complete. | 57 | Nos. | @ | 3500 | P.No. | Rs. | 199500
10 | P/F Panel Distribution Board Double Shutter to Accommodate circuit Breker i/c Painting. | 6 | Nos. | @ | 1950 | P.No. | Rs. | 11700
11 | S/F of pilot lamp (Neon sign) 200/240 volts fixing on a prepared i/c necessary connection as required. | 3 | Nos. | @ | 274.27 | P.No. | Rs. | 822.81
|  |  | Total Part "B" |  |  |  | Rs. | 481367.83
GENARAL ABSTRACT
| Cost of Schedule Items Part "A" | Rs.
| Cost of Non-Schedule Items Part "B" | Rs.
| Grand Total | Rs.
| Say | Rs.
CONTRACTOR
EXECUTIVE ENGINEER ELECTRICAL
EDUCATION WORKS DIVISION
HYDERABAD.

## PAKAGE-27
SCHEDULE-B
NAME OF WORK:-(Package#27) Rehabilitation / Expansion of High Priority 4560 Schools in Sindh (Non-ADP) (Electric Work) @ 1. GGPS Bhughia Muhalla 2. GGPS Shed Engine 3. GBPS Wali Muhammad Gorar
S.No. | DESCRIPTION OF ITEMS | Qty. |  |  | Rate | Unit |  | Amount
PART "A" SCHEDULE ITEMS
1 | Wiring for light or fan point with (3/.029) PVC insulated wire (3/4") PVC channal patti on surface as required (S.I.No. 129/P-15) | 178 | Points | @ | 910 | P/P | Rs. | 161980
2 | Wiring for Plug Point with (3/.029) PVC insulated wire in 20mm 3/4" PVC channal patti on surface as required. (S.I.No. 130/P-15). | 48 | Points | @ | 742 | P/P | Rs. | 35616
3 | Wiring for Call bell point with (3/.029) PVC insulated wire in 20mm 3/4" PVC channal patti on surface as required.(S.I.No. 130/P-15). | 2 | Points | @ | 1590 | P/P | Rs. | 3180
4 | Providing & Laying (Main or sub-mains) PVC insulated with size 2-7/0.29 copper conductor in 3/4" dia PVC condiut on surface. (S.I.No. 03/P-01). | 490 | Meter. | @ | 171 | P.Met | Rs. | 83790
5 | Providing & Laying (Main or sub-mains) PVC insulated with size 2-7/0.44 (6mm)2 copper conductor in 1"dia PVC condiut on surface. (S.I.No. 03/P-01). | 100 | Meter. | @ | 305 | P.Met | Rs. | 30500
6 | P/F AC one way S.P.5 Amps switch flush type.(S.I.No.219/P-33). | 178 | Nos. | @ | 54 | P.No. | Rs. | 9612
7 | P/F 2 pin 5 Amps S.P. plug, socket. (S.I.No. 222/P-33). | 48 | Nos. | @ | 80 | P.No. | Rs. | 3840
8 | P/F brass batten holder (S.I.No. 232/P-33). | 39 | Nos. | @ | 70 | P.No. | Rs. | 2730
9 | P/F backlight ceiling rose with two terminals.(S.I.No. 228/P-33). | 149 | Nos. | @ | 72 | P.No. | Rs. | 10728
10 | P/F Circuit Breaker 6,10,15,20,30,40,50 & 63 Amp S.P on a prepared board as required. (S.I.No. 203/P-31). | 34 | Nos. | @ | 916 | P.No. | Rs. | 31144
11 | P/F Circuit Breaker 6,10,15,20,30,40,50 & 63 Amp D.P on a prepared board as required. (S.I.No. 204/P-31). | 4 | Nos. | @ | 2456 | P.No. | Rs. | 9824
12 | P/F Circuit Breaker 15,20,30,40,50 & 60 Amp T.P (XE-100CS- CB) on a prepared board as required. (S.I.No. 206/P-31). | 2 | Nos. | @ | 5521 | P.No. | Rs. | 11042
13 | P/F Volt Meter size 96/96 mm 500 volts as required as per instruction of E.I (S.I.No. 285/P-41) | 3 | Nos. | @ | 999 | P.No. | Rs. | 2997
14 | P/F Ammeter size 96/96 mm Direct 15A,30A,50A,60A, & 100A as required as per instruction of E.I (S.I.No. 284/P-41) | 1 | Nos. | @ | 1054 | P.No. | Rs. | 1054
15 | Providing & laying (Mains or Sub-Mains) PVC insulated with PVC sheeted with single core copper conductor 300/500 volts 2-7/.052. (S.I.No. 56/P-7). | 382 | Meter. | @ | 335 | P.Met | Rs. | 127970 | 3.25 | 1241.5
|  |  | Total Part "A" |  |  |  | Rs. | 526007
PART "B" NON SCHEDULE ITEMS (R/A).
1 | P/F Enegy sever superior quality i/c fixing on existing holder. | 50 | Nos. | @ | 407 | P.No. | Rs. | 20350
2 | P/F ceilling fan 56" complete in all respect as required (GFC Karachi made/pak orignal good quality. | 44 | Nos. | @ | 5262 | P.No. | Rs. | 231528
3 | P/F flush type ceiling fan dimmer imported quality as required. | 44 | Nos. | @ | 354.64 | P.No. | Rs. | 15604.16
4 | P/F Mild Steel Bar Fan Clamp 15.8mm 5/8" dia suitable for RCC Roof. | 44 | Nos. | @ | 236.94 | P.No. | Rs. | 10425.36
5 | P/F capsole light superior quality with plastic reflector i/c connection as required. | 20 | Nos. | @ | 609.84 | P.No. | Rs. | 12196.8
6 | P/F Mix metallic sheet 2,4,6,8 hole i/c frame and PVC board clip switch etc as required | 13 | Nos. | @ | 385 | P.No. | Rs. | 5005
7 | P/F Mix meteallic switch socket and bell push ets as required. | 2 | Nos. | @ | 181 | P.No. | Rs. | 362
8 | P/F A.C Power Plug complete with switch socket 3-pin etc as required. | 5 | Nos. | @ | 785.4 | Nos. | Rs. | 3927
9 | P/F (LED) Tube light 18 watt (Light Emitting Diode) classification with LED driver complete plastic covered and base etc complete. | 50 | Nos. | @ | 3500 | P.No. | Rs. | 175000
10 | P/F Panel Distribution Board Double Shutter to Accommodate circuit Breker i/c Painting. | 5 | Nos. | @ | 1950 | P.No. | Rs. | 9750
11 | S/F of pilot lamp (Neon sign) 200/240 volts fixing on a prepared i/c necessary connection as required. | 3 | Nos. | @ | 274.27 | P.No. | Rs. | 822.81
|  |  | Total Part "B" |  |  |  | Rs. | 484971.13
GENARAL ABSTRACT
| Cost of Schedule Items Part "A" | Rs.
| Cost of Non-Schedule Items Part "B" | Rs.
| Grand Total | Rs.
| Say | Rs.
CONTRACTOR
EXECUTIVE ENGINEER ELECTRICAL
EDUCATION WORKS DIVISION
HYDERABAD.

## PAKAGE-26
SCHEDULE-B
NAME OF WORK:- (Package#26) Rehabilitation / Expansion of High Priority 4560 Schools in Sindh (Non-ADP) (Electric Work) @ 1. GGPS Sita Road 2. GGPS Bahawalpur 3. GBLSS Saeedpur
S.No. | DESCRIPTION OF ITEMS | Qty. |  |  | Rate | Unit |  | Amount
PART "A" SCHEDULE ITEMS
1 | Wiring for light or fan point with (3/.029) PVC insulated wire (3/4") PVC channal patti on surface as required (S.I.No. 129/P-15) | 195 | Points | @ | 910 | P/P | Rs. | 177450
2 | Wiring for Plug Point with (3/.029) PVC insulated wire in 20mm 3/4" PVC channal patti on surface as required. (S.I.No. 130/P-15). | 36 | Points | @ | 742 | P/P | Rs. | 26712
3 | Providing & Laying (Main or sub-mains) PVC insulated with size 2-7/0.29 copper conductor in 3/4" dia PVC condiut on surface. (S.I.No. 03/P-01). | 600 | Meter. | @ | 171 | P.Met | Rs. | 102600
4 | P/F AC one way S.P.5 Amps switch flush type.(S.I.No.219/P-33). | 195 | Nos. | @ | 54 | P.No. | Rs. | 10530
5 | P/F 2 pin 5 Amps S.P. plug, socket. (S.I.No. 222/P-33). | 36 | Nos. | @ | 80 | P.No. | Rs. | 2880
6 | P/F type 3 Pin 10/15 Amps S.P.Plug Socket.(S.I.No. 224/P-33). | 6 | Nos. | @ | 162 | P.No. | Rs. | 972
7 | P/F brass batten holder (S.I.No. 232/P-33). | 39 | Nos. | @ | 70 | P.No. | Rs. | 2730
8 | P/F backlight ceiling rose with two terminals.(S.I.No. 228/P-33). | 129 | Nos. | @ | 72 | P.No. | Rs. | 9288
9 | P/F Circuit Breaker 6,10,15,20,30,40,50 & 63 Amp S.P on a prepared board as required. (S.I.No. 203/P-31). | 24 | Nos. | @ | 916 | P.No. | Rs. | 21984
10 | P/F Circuit Breaker 6,10,15,20,30,40,50 & 63 Amp D.P on a prepared board as required. (S.I.No. 204/P-31). | 3 | Nos. | @ | 2456 | P.No. | Rs. | 7368
11 | Providing & laying (Mains or Sub-Mains) PVC insulated with PVC sheeted with single core copper conductor 300/500 volts 2-7/.052. (S.I.No. 56/P-7). | 450 | Meter. | @ | 335 | P.Met | Rs. | 150750
12 | P/F Volt Meter size 96/96 mm 500 volts as required as per instruction of E.I (S.I.No. 285/P-41) | 3 | Nos. | @ | 999 | P.No. | Rs. | 2997
|  |  | Total Part "A" |  |  |  | Rs. | 516261
PART "B" NON SCHEDULE ITEMS
1 | P/F (LED) Tube light 18 watt (Light Emitting Diode) classification with LED driver complete plastic covered and base etc complete. | 36 | Nos. | @ | 3500 | P.No. | Rs. | 126000
2 | P/F Enegy sever superior quality as required | 57 | Nos. | @ | 407 | P.No. | Rs. | 23199
3 | P/F ceilling fan 56" complete in all respect as required (GFC Karachi made/pak orignal good quality. | 36 | Nos. | @ | 5262 | P.No. | Rs. | 189432
4 | P/F flush type ceiling fan dimmer imported quality as required LQR | 36 | Nos. | @ | 354.64 | P.No. | Rs. | 12767.04
5 | P/F Mild Steel Bar Fan Clamp 15.8mm 5/8" dia suitable for RCC Roof LQR | 36 | Nos. | @ | 236.94 | P.No. | Rs. | 8529.84
6 | P/F capsole light superior quality with plastic reflector I/c connection as required. | 21 | Nos. | @ | 609.84 | P.No. | Rs. | 12806.64
7 | P/F Panel Distribution Board Double Shutter to Accommodate circuit Breker i/c Painting | 4.5 | Nos. | @ | 1950 | P.No. | Rs. | 8775
8 | S/F of pilot lamp (Neon sign) 200/240 volts fixing on a prepared i/c necessary connection as required. | 9 | Nos. | @ | 204 | P.No. | Rs. | 1836
|  |  | Total Part "B" |  |  |  | Rs. | 383345.52
GENARAL ABSTRACT
| Cost of Schedule Items Part "A" | Rs.
| Cost of Non-Schedule Items Part "B" | Rs.
| Grand Total | Rs.
| Say | Rs.
CONTRACTOR
EXECUTIVE ENGINEER ELECTRICAL EDUCATION WORKS DIVISION
HYDERABAD.

## PAKAGE-25
SCHEDULE-B
NAME OF WORK:- (Package#25) Rehabilitation / Expansion of High Priority 4560 Schools in Sindh (Non-ADP) (Electric Work) @ 1. GGPS Radhan Station 2. GGPS Gharibabad Radhan 3. GGPS Radhan village
S.No. | DESCRIPTION OF ITEMS | Qty. |  |  | Rate | Unit |  | Amount
PART "A" SCHEDULE ITEMS
1 | Wiring for light or fan point with (3/.029) PVC insulated wire (3/4") PVC channal patti on surface as required (S.I.No. 129/P-15) | 151 | Points | @ | 910 | P/P | Rs. | 137410
2 | Wiring for Plug Point with (3/.029) PVC insulated wire in 20mm 3/4" PVC channal patti on surface as required. (S.I.No. 130/P-15). | 24 | Points | @ | 742 | P/P | Rs. | 17808
3 | P/F type 3 pin 10/15 Amps S.P.Plug socket. (S.I.No.224/P-33). | 6 | Points | @ | 162 | P/P | Rs. | 972
4 | Providing & Laying (Main or sub-mains) PVC insulated with size 2-7/0.29 copper conductor in 3/4" dia PVC condiut on surface. (S.I.No. 03/P-01). | 380 | Meter. | @ | 171 | P.Met | Rs. | 64980
5 | P/F AC one way S.P.5 Amps switch flush type.(S.I.No.219/P-33). | 151 | Nos. | @ | 54 | P.No. | Rs. | 8154
6 | P/F 2 pin 5 Amps S.P. plug, socket. (S.I.No. 222/P-33). | 24 | Nos. | @ | 80 | P.No. | Rs. | 1920
7 | P/F brass batten holder (S.I.No. 232/P-33). | 39 | Nos. | @ | 70 | P.No. | Rs. | 2730
8 | P/F backlight ceiling rose with two terminals.(S.I.No. 228/P-33). | 129 | Nos. | @ | 72 | P.No. | Rs. | 9288
9 | P/F Circuit Breaker 6,10,15,20,30,40,50 & 63 Amp S.P on a prepared board as required. (S.I.No. 203/P-31). | 20 | Nos. | @ | 916 | P.No. | Rs. | 18320
10 | P/F Circuit Breaker 6,10,15,20,30,40,50 & 63 Amp D.P on a prepared board as required. (S.I.No. 204/P-31). | 3 | Nos. | @ | 2456 | P.No. | Rs. | 7368
11 | P/F Volt Meter size 96/96 mm 500 volts as required as per instruction of E.I (S.I.No. 285/P-41) | 3 | Nos. | @ | 999 | P.No. | Rs. | 2997
12 | Providing & laying (Mains or Sub-Mains) PVC insulated with PVC sheeted with single core copper conductor 300/500 volts 2-7/.052. (S.I.No. 56/P-7). | 314 | Nos. | @ | 335 | P.No. | Rs. | 105190
|  |  | Total Part "A" |  |  |  | Rs. | 377137
PART "B" NON SCHEDULE ITEMS (R/A).
1 | P/F Enegy sever superior quality i/c fixing on existing holder. | 43 | Nos. | @ | 407 | P.No. | Rs. | 17501
2 | P/F ceilling fan 56" complete in all respect as required (GFC Karachi made/pak orignal good quality. | 28 | Nos. | @ | 5262 | P.No. | Rs. | 147336
3 | P/F flush type ceiling fan dimmer imported quality as required. | 28 | Nos. | @ | 354.64 | P.No. | Rs. | 9929.92
4 | P/F Mild Steel Bar Fan Clamp 15.8mm 5/8" dia suitable for RCC Roof. | 28 | Nos. | @ | 236.94 | P.No. | Rs. | 6634.32
5 | P/F capsole light superior quality with plastic reflector i/c connection as required. | 21 | Nos. | @ | 609.84 | P.No. | Rs. | 12806.64
6 | P/F (LED) Tube light 18 watt (Light Emitting Diode) classification with LED driver complete plastic covered and base etc complete. | 34 | Nos. | @ | 3500 | P.No. | Rs. | 119000
7 | P/F Panel Distribution Board Double Shutter to Accommodate circuit Breker i/c Painting. | 4.5 | Nos. | @ | 1950 | P.No. | Rs. | 8775
8 | S/F of pilot lamp (Neon sign) 200/240 volts fixing on a prepared i/c necessary connection as required. | 9 | Nos. | @ | 204 | P.No. | Rs. | 1836
|  |  | Total Part "B" |  |  |  | Rs. | 323818.88
GENARAL ABSTRACT
| Cost of Schedule Items Part "A" | Rs.
| Cost of Non-Schedule Items Part "B" | Rs.
| Grand Total | Rs.
| Say | Rs.
CONTRACTOR
EXECUTIVE ENGINEER ELECTRICAL
EDUCATION WORKS DIVISION
HYDERABAD.

## PAKAGE-24
SCHEDULE-B
NAME OF WORK:- (Package#24) Rehabilitation / Expansion of High Priority 4560 Schools in Sindh (Non-ADP) (Electric Work) @ 1. GBLSS Khuhra Village 2. GBPS Butt Sirai
S.No. | DESCRIPTION OF ITEMS | Qty. |  |  | Rate | Unit |  | Amount
PART "A" SCHEDULE ITEMS
1 | Wiring for light or fan point with (3/.029) PVC insulated wire (3/4") PVC channal patti on surface as required (S.I.No. 129/P-15) | 140 | Points | @ | 910 | P/P | Rs. | 127400
2 | Wiring for Plug Point with (3/.029) PVC insulated wire in 20mm 3/4" PVC channal patti on surface as required. (S.I.No. 130/P-15). | 30 | Points | @ | 742 | P/P | Rs. | 22260
3 | Wiring for Call bell point with (3/.029) PVC insulated wire in 20mm 3/4" PVC channal patti on surface as required.(S.I.No. 130/P-15). | 4 | Points | @ | 1590 | P/P | Rs. | 6360
4 | Providing & Laying (Main or sub-mains) PVC insulated with size 2-7/0.29 copper conductor in 3/4" dia PVC condiut on surface. (S.I.No. 03/P-01). | 300 | Meter. | @ | 171 | P.Met | Rs. | 51300
5 | Providing & Laying (Main or sub-mains) PVC insulated with size 2-7/0.44 (6mm)2 copper conductor in 1"dia PVC condiut on surface. (S.I.No. 03/P-01). | 150 | Meter. | @ | 305 | P.Met | Rs. | 45750
6 | P/F AC one way S.P.5 Amps switch flush type.(S.I.No.219/P-33). | 140 | Nos. | @ | 54 | P.No. | Rs. | 7560
7 | P/F 2 pin 5 Amps S.P. plug, socket. (S.I.No. 222/P-33). | 30 | Nos. | @ | 80 | P.No. | Rs. | 2400
8 | P/F brass batten holder (S.I.No. 232/P-33). | 26 | Nos. | @ | 70 | P.No. | Rs. | 1820
9 | P/F backlight ceiling rose with two terminals.(S.I.No. 228/P-33). | 126 | Nos. | @ | 72 | P.No. | Rs. | 9072
10 | P/F Circuit Breaker 6,10,15,20,30,40,50 & 63 Amp S.P on a prepared board as required. (S.I.No. 203/P-31). | 40 | Nos. | @ | 916 | P.No. | Rs. | 36640
11 | P/F Circuit Breaker 6,10,15,20,30,40,50 & 63 Amp D.P on a prepared board as required. (S.I.No. 204/P-31). | 4 | Nos. | @ | 2456 | P.No. | Rs. | 9824
12 | P/F Circuit Breaker 15,20,30,40,50 & 60 Amp T.P (XE-100CS- CB) on a prepared board as required. (S.I.No. 206/P-31). | 4 | Nos. | @ | 5521 | P.No. | Rs. | 22084
13 | P/F Volt Meter size 96/96 mm 500 volts as required as per instruction of E.I (S.I.No. 285/P-41) | 2 | Nos. | @ | 999 | P.No. | Rs. | 1998
14 | P/F Ammeter size 96/96 mm Direct 15A,30A,50A,60A, & 100A as required as per instruction of E.I (S.I.No. 284/P-41) | 2 | Nos. | @ | 1054 | P.No. | Rs. | 2108
| Providing & laying (Mains or Sub-Mains) PVC insulated with PVC sheeted with single core copper conductor 300/500 volts 2-7/.052. (S.I.No. 56/P-7). | 150 | Nos. | @ | 335 | P.No. | Rs. | 50250
|  |  | Total Part "A" |  |  |  | Rs. | 396826
PART "B" NON SCHEDULE ITEMS (R/A).
1 | P/F Enegy sever superior quality i/c fixing on existing holder. | 38 | Nos. | @ | 407 | P.No. | Rs. | 15466
2 | P/F ceilling fan 56" complete in all respect as required (GFC Karachi made/pak orignal good quality. | 40 | Nos. | @ | 5262 | P.No. | Rs. | 210480
3 | P/F flush type ceiling fan dimmer imported quality as required. | 40 | Nos. | @ | 354.64 | P.No. | Rs. | 14185.6
4 | P/F Mild Steel Bar Fan Clamp 15.8mm 5/8" dia suitable for RCC Roof. | 40 | Nos. | @ | 236.94 | P.No. | Rs. | 9477.6
5 | P/F capsole light superior quality with plastic reflector i/c connection as required. | 12 | Nos. | @ | 609.84 | P.No. | Rs. | 7318.08
6 | P/F Mix metallic sheet 2,4,6,8 hole i/c frame and PVC board clip switch etc as required | 26 | Nos. | @ | 385 | P.No. | Rs. | 10010
7 | P/F Mix meteallic switch socket and bell push ets as required. | 4 | Nos. | @ | 181 | P.No. | Rs. | 724
8 | P/F A.C Power Plug complete with switch socket 3-pin etc as required. | 9 | Nos. | @ | 785.4 | Nos. | Rs. | 7068.6
9 | P/F (LED) Tube light 18 watt (Light Emitting Diode) classification with LED driver complete plastic covered and base etc complete. | 53 | Nos. | @ | 3500 | P.No. | Rs. | 185500
10 | P/F Panel Distribution Board Double Shutter to Accommodate circuit Breker i/c Painting. | 5 | Nos. | @ | 1950 | P.No. | Rs. | 9750
11 | S/F of pilot lamp (Neon sign) 200/240 volts fixing on a prepared i/c necessary connection as required. | 6 | Nos. | @ | 274.27 | P.No. | Rs. | 1645.62
|  |  | Total Part "B" |  |  |  | Rs. | 471625.5
GENARAL ABSTRACT
| Cost of Schedule Items Part "A" | Rs.
| Cost of Non-Schedule Items Part "B" | Rs.
| Grand Total | Rs.
| Say | Rs.
CONTRACTOR
EXECUTIVE ENGINEER ELECTRICAL
EDUCATION WORKS DIVISION
HYDERABAD.

## PAKAGE-23
SCHEDULE-B
NAME OF WORK:- (Package#23) Rehabilitation / Expansion of High Priority 4560 Schools in Sindh (Non-ADP) (Electric Work) @ 1. GBPS Ahmed Khan Bhand Sultan 2. GBPS Gahi Mahesar 3. GBPS Saeed Jo Goth
S.No. | DESCRIPTION OF ITEMS | Qty. |  |  | Rate | Unit |  | Amount
PART "A" SCHEDULE ITEMS
1 | Wiring for light or fan point with (3/.029) PVC insulated wire (3/4") PVC channal patti on surface as required (S.I.No. 129/P-15) | 156 | Points | @ | 910 | P/P | Rs. | 141960
2 | Wiring for Plug Point with (3/.029) PVC insulated wire in 20mm 3/4" PVC channal patti on surface as required. (S.I.No. 130/P-15). | 27 | Points | @ | 742 | P/P | Rs. | 20034
3 | Wiring for Call bell point with (3/.029) PVC insulated wire in 20mm 3/4" PVC channal patti on surface as required.(S.I.No. 130/P-15). | 2 | Points | @ | 1590 | P/P | Rs. | 3180
4 | Providing & Laying (Main or sub-mains) PVC insulated with size 2-7/0.29 copper conductor in 3/4" dia PVC condiut on surface. (S.I.No. 03/P-01). | 380 | Meter. | @ | 171 | P.Met | Rs. | 64980
5 | Providing & Laying (Main or sub-mains) PVC insulated with size 2-7/0.44 (6mm)2 copper conductor in 1"dia PVC condiut on surface. (S.I.No. 03/P-01). | 100 | Meter. | @ | 305 | P.Met | Rs. | 30500
6 | P/F AC one way S.P.5 Amps switch flush type.(S.I.No.219/P-33). | 156 | Nos. | @ | 54 | P.No. | Rs. | 8424
7 | P/F 2 pin 5 Amps S.P. plug, socket. (S.I.No. 222/P-33). | 27 | Nos. | @ | 80 | P.No. | Rs. | 2160
8 | P/F brass batten holder (S.I.No. 232/P-33). | 39 | Nos. | @ | 70 | P.No. | Rs. | 2730
9 | P/F backlight ceiling rose with two terminals.(S.I.No. 228/P-33). | 149 | Nos. | @ | 72 | P.No. | Rs. | 10728
10 | P/F Circuit Breaker 6,10,15,20,30,40,50 & 63 Amp S.P on a prepared board as required. (S.I.No. 203/P-31). | 32 | Nos. | @ | 916 | P.No. | Rs. | 29312
11 | P/F Circuit Breaker 6,10,15,20,30,40,50 & 63 Amp D.P on a prepared board as required. (S.I.No. 204/P-31). | 4 | Nos. | @ | 2456 | P.No. | Rs. | 9824
12 | P/F Circuit Breaker 15,20,30,40,50 & 60 Amp T.P (XE-100CS- CB) on a prepared board as required. (S.I.No. 206/P-31). | 2 | Nos. | @ | 5521 | P.No. | Rs. | 11042
13 | P/F Volt Meter size 96/96 mm 500 volts as required as per instruction of E.I (S.I.No. 285/P-41) | 3 | Nos. | @ | 999 | P.No. | Rs. | 2997
14 | P/F Ammeter size 96/96 mm Direct 15A,30A,50A,60A, & 100A as required as per instruction of E.I (S.I.No. 284/P-41) | 1 | Nos. | @ | 1054 | P.No. | Rs. | 1054
15 | P/F type 3 pin 10/15 Amps S.P. Plug Socket. (S.I.No. 224/P-33). | 4 | Nos. | @ | 162 | P.No. | Rs. | 648
16 | Providing & laying (Mains or Sub-Mains) PVC insulated with PVC sheeted with single core copper conductor 300/500 volts 2-7/.052. (S.I.No. 56/P-7). | 164 | Meter. | @ | 335 | P.Met | Rs. | 54940
|  |  | Total Part "A" |  |  |  | Rs. | 394513
PART "B" NON SCHEDULE ITEMS (R/A).
1 | P/F Enegy sever superior quality i/c fixing on existing holder. | 43 | Nos. | @ | 407 | P.No. | Rs. | 17501
2 | P/F ceilling fan 56" complete in all respect as required (GFC Karachi made/pak orignal good quality. | 40 | Nos. | @ | 5262 | P.No. | Rs. | 210480
3 | P/F flush type ceiling fan dimmer imported quality as required. | 40 | Nos. | @ | 354.64 | P.No. | Rs. | 14185.6
4 | P/F Mild Steel Bar Fan Clamp 15.8mm 5/8" dia suitable for RCC Roof. | 40 | Nos. | @ | 236.94 | P.No. | Rs. | 9477.6
5 | P/F capsole light superior quality with plastic reflector i/c connection as required. | 20 | Nos. | @ | 609.84 | P.No. | Rs. | 12196.8
6 | P/F Mix metallic sheet 2,4,6,8 hole i/c frame and PVC board clip switch etc as required | 13 | Nos. | @ | 385 | P.No. | Rs. | 5005
7 | P/F Mix meteallic switch socket and bell push ets as required. | 2 | Nos. | @ | 181 | P.No. | Rs. | 362
8 | P/F A.C Power Plug complete with switch socket 3-pin etc as required. | 5 | Nos. | @ | 785.4 | Nos. | Rs. | 3927
9 | P/F (LED) Tube light 18 watt (Light Emitting Diode) classification with LED driver complete plastic covered and base etc complete. | 49 | Nos. | @ | 3500 | P.No. | Rs. | 171500
10 | P/F Panel Distribution Board Double Shutter to Accommodate circuit Breker i/c Painting. | 5 | Nos. | @ | 1950 | P.No. | Rs. | 9750
11 | S/F of pilot lamp (Neon sign) 200/240 volts fixing on a prepared i/c necessary connection as required. | 2 | Nos. | @ | 274.27 | P.No. | Rs. | 548.54
|  |  | Total Part "B" |  |  |  | Rs. | 454933.54
GENARAL ABSTRACT
| Cost of Schedule Items Part "A" | Rs.
| Cost of Non-Schedule Items Part "B" | Rs.
| Grand Total | Rs.
| Say | Rs.
CONTRACTOR
EXECUTIVE ENGINEER ELECTRICAL
EDUCATION WORKS DIVISION
HYDERABAD.

## PAKAGE-22
SCHEDULE-B
NAME OF WORK:- (Package#22) Rehabilitation / Expansion of High Priority 4560 Schools in Sindh (Non-ADP) (Electric Work) @ 1. GBPS Peroz Shah 2. GBPS Qazi Arif 3. GBPS Masoo Jalbani 4. GBPS Shah Sultan
S.No. | DESCRIPTION OF ITEMS | Qty. |  |  | Rate | Unit |  | Amount
PART "A" SCHEDULE ITEMS
1 | Wiring for light or fan point with (3/.029) PVC insulated wire (3/4") PVC channal patti on surface as required (S.I.No. 129/P-15) | 199 | Points | @ | 910 | P/P | Rs. | 181090
2 | Wiring for Plug Point with (3/.029) PVC insulated wire in 20mm 3/4" PVC channal patti on surface as required. (S.I.No. 130/P-15). | 33 | Points | @ | 742 | P/P | Rs. | 24486
3 | Wiring for Call Bell point with (3/.029) PVC insulated wire in 20mm 3/4 inch PVC channal patti on surface as required (S.I.no.130/p-15) | 2 | Points | @ | 1590 | P/P | Rs. | 3180
4 | Providing & Laying (Main or sub-mains) PVC insulated with size 2-7/0.29 copper conductor in 3/4" dia PVC condiut on surface. (S.I.No. 03/P-01). | 370 | Meter. | @ | 171 | P.Met | Rs. | 63270
5 | Providing & Laying (Main or sub-mains) PVC insulated with size 2-7/0.44 (6mm)2 copper conductor in 1"dia PVC condiut on surface. (S.I.No. 03/P-01). | 50 | Meter. | @ | 305 | P.Met | Rs. | 15250
6 | P/F AC one way S.P.5 Amps switch flush type.(S.I.No.219/P-33). | 199 | Nos. | @ | 54 | P.No. | Rs. | 10746
7 | P/F 2 pin 5 Amps S.P. plug, socket. (S.I.No. 222/P-33). | 33 | Nos. | @ | 80 | P.No. | Rs. | 2640
8 | P/F brass batten holder (S.I.No. 232/P-33). | 52 | Nos. | @ | 70 | P.No. | Rs. | 3640
9 | P/F backlight ceiling rose with two terminals.(S.I.No. 228/P-33). | 192 | Nos. | @ | 72 | P.No. | Rs. | 13824
10 | P/F Circuit Breaker 6,10,15,20,30,40,50 & 63 Amp S.P on a prepared board as required. (S.I.No. 203/P-31). | 38 | Nos. | @ | 916 | P.No. | Rs. | 34808
11 | P/F Circuit Breaker 15,20,30,40,50 & 60 Amp T.P (XE-100CS-CB) on a prepared board as required. (S.I.No. 206/P-31) | 2 | Nos. | @ | 5521 | P.No. | Rs. | 11042
12 | P/F Circuit Breaker 6,10,15,20,30,40,50 & 63 Amp D.P on a prepared board as required. (S.I.No. 204/P-31). | 5 | Nos. | @ | 2456 | P.No. | Rs. | 12280
13 | P/F Volt Meter size 96/96 mm 500 volts as required as per instruction of E.I (S.I.No. 285/P-41) | 4 | Nos. | @ | 999 | P.No. | Rs. | 3996
15 | P/F type 3 pin 10/15 Amps S.P.Plug Socket (S.I.No.224/p-33). | 6 | Nos. | @ | 162 | P.No. | Rs. | 972
16 | Providing & laying (Mains or Sub-Mains) PVC insulated with PVC sheeted with single core copper conductor 300/500 volts 2-7/.052. (S.I.No. 56/P-7). | 246 | Meter. | @ | 335 | P.Met | Rs. | 82410
|  |  | Total Part "A" |  |  |  | Rs. | 463634
PART "B" NON SCHEDULE ITEMS (R/A).
1 | P/F Enegy sever superior quality i/c fixing on existing holder. | 55 | Nos. | @ | 407 | P.No. | Rs. | 22385
2 | P/F ceilling fan 56" complete in all respect as required (GFC Karachi made/pak orignal good quality. | 40 | Nos. | @ | 5262 | P.No. | Rs. | 210480
3 | P/F flush type ceiling fan dimmer imported quality as required. | 40 | Nos. | @ | 354.64 | P.No. | Rs. | 14185.6
4 | P/F Mild Steel Bar Fan Clamp 15.8mm 5/8" dia suitable for RCC Roof. | 40 | Nos. | @ | 236.94 | P.No. | Rs. | 9477.6
5 | P/F capsole light superior quality with plastic reflector i/c connection as required. | 27 | Nos. | @ | 609.84 | P.No. | Rs. | 16465.68
6 | P/F Mix metallic sheet 2,4,6,8 hole i/c frame and PVC board clip switch etc as required | 13 | Nos. | @ | 385 | P.No. | Rs. | 5005
7 | P/F Mix meteallic switch socket and bell push ets as required. | 2 | Nos. | @ | 181 | P.No. | Rs. | 362
9 | P/F (LED) Tube light 18 watt (Light Emitting Diode) classification with LED driver complete plastic covered and base etc complete. | 48 | Nos. | @ | 3500 | P.No. | Rs. | 168000
10 | P/F Panel Distribution Board Double Shutter to Accommodate circuit Breker i/c Painting. | 7.5 | Nos. | @ | 1950 | P.No. | Rs. | 14625
11 | S/F of pilot lamp (Neon sign) 200/240 volts fixing on a prepared i/c necessary connection as required. | 3 | Nos. | @ | 274.27 | P.No. | Rs. | 822.81
12 | S/F of pilot lamp (Neon sign) 200/240 volts fixing on a prepared i/c necessary connection as required. | 9 | Nos. | @ | 204 | P.No. | Rs. | 1836
13 | P/F A.C Power plug complete with switch socket 3-pin etc as required. | 4 | Nos. | @ | 785.4 | P.No. | Rs. | 3141.6
|  |  | Total Part "B" |  |  |  | Rs. | 466786.29
GENARAL ABSTRACT
| Cost of Schedule Items Part "A" | Rs.
| Cost of Non-Schedule Items Part "B" | Rs.
| Grand Total | Rs.
| Say | Rs.
CONTRACTOR
EXECUTIVE ENGINEER ELECTRICAL
EDUCATION WORKS DIVISION
HYDERABAD.

## PAKAGE-21
SCHEDULE-B
NAME OF WORK:- (Package#21) Rehabilitation / Expansion of High Priority 4560 Schools in Sindh (Non-ADP) (Electric Work) @ 1. GBPS Shah Panjo Sultan 2. GBPS Thorha
S.No. | DESCRIPTION OF ITEMS | Qty. |  |  | Rate | Unit |  | Amount
PART "A" SCHEDULE ITEMS
1 | Wiring for light or fan point with (3/.029) PVC insulated wire (3/4") PVC channal patti on surface as required (S.I.No. 129/P-15) | 140 | Points | @ | 910 | P/P | Rs. | 127400
2 | Wiring for Plug Point with (3/.029) PVC insulated wire in 20mm 3/4" PVC channal patti on surface as required. (S.I.No. 130/P-15). | 30 | Points | @ | 742 | P/P | Rs. | 22260
3 | Wiring for Call bell point with (3/.029) PVC insulated wire in 20mm 3/4" PVC channal patti on surface as required.(S.I.No. 130/P-15). | 4 | Points | @ | 1590 | P/P | Rs. | 6360
4 | Providing & Laying (Main or sub-mains) PVC insulated with size 2-7/0.29 copper conductor in 3/4" dia PVC condiut on surface. (S.I.No. 03/P-01). | 300 | Meter. | @ | 171 | P.Met | Rs. | 51300
5 | Providing & Laying (Main or sub-mains) PVC insulated with size 2-7/0.44 (6mm)2 copper conductor in 1"dia PVC condiut on surface. (S.I.No. 03/P-01). | 150 | Meter. | @ | 305 | P.Met | Rs. | 45750
6 | P/F AC one way S.P.5 Amps switch flush type.(S.I.No.219/P-33). | 140 | Nos. | @ | 54 | P.No. | Rs. | 7560
7 | P/F 2 pin 5 Amps S.P. plug, socket. (S.I.No. 222/P-33). | 30 | Nos. | @ | 80 | P.No. | Rs. | 2400
8 | P/F brass batten holder (S.I.No. 232/P-33). | 26 | Nos. | @ | 70 | P.No. | Rs. | 1820
9 | P/F backlight ceiling rose with two terminals.(S.I.No. 228/P-33). | 126 | Nos. | @ | 72 | P.No. | Rs. | 9072
10 | P/F Circuit Breaker 6,10,15,20,30,40,50 & 63 Amp S.P on a prepared board as required. (S.I.No. 203/P-31). | 40 | Nos. | @ | 916 | P.No. | Rs. | 36640
11 | P/F Circuit Breaker 6,10,15,20,30,40,50 & 63 Amp D.P on a prepared board as required. (S.I.No. 204/P-31). | 4 | Nos. | @ | 2456 | P.No. | Rs. | 9824
12 | P/F Circuit Breaker 15,20,30,40,50 & 60 Amp T.P (XE-100CS- CB) on a prepared board as required. (S.I.No. 206/P-31). | 4 | Nos. | @ | 5521 | P.No. | Rs. | 22084
13 | P/F Volt Meter size 96/96 mm 500 volts as required as per instruction of E.I (S.I.No. 285/P-41) | 2 | Nos. | @ | 999 | P.No. | Rs. | 1998
14 | P/F Ammeter size 96/96 mm Direct 15A,30A,50A,60A, & 100A as required as per instruction of E.I (S.I.No. 284/P-41) | 2 | Nos. | @ | 1054 | P.No. | Rs. | 2108
15 | Providing & laying (Mains or Sub-Mains) PVC insulated with PVC sheeted with single core copper conductor 300/500 volts 2-7/.064. (S.I.No. 58/P-7). | 52 | Nos. | @ | 605 | P.No. | Rs. | 31460
16 | Providing & laying (Mains or Sub-Mains) PVC insulated with PVC sheeted with single core copper conductor 300/500 volts 2-7/.052. (S.I.No. 56/P-7). | 150 | Meter. | @ | 335 | P.Met | Rs. | 50250
|  |  | Total Part "A" |  |  |  | Rs. | 428286
PART "B" NON SCHEDULE ITEMS (R/A).
1 | P/F Enegy sever superior quality i/c fixing on existing holder. | 38 | Nos. | @ | 407 | P.No. | Rs. | 15466
2 | P/F ceilling fan 56" complete in all respect as required (GFC Karachi made/pak orignal good quality. | 40 | Nos. | @ | 5262 | P.No. | Rs. | 210480
3 | P/F flush type ceiling fan dimmer imported quality as required. | 40 | Nos. | @ | 354.64 | P.No. | Rs. | 14185.6
4 | P/F Mild Steel Bar Fan Clamp 15.8mm 5/8" dia suitable for RCC Roof. | 40 | Nos. | @ | 236.94 | P.No. | Rs. | 9477.6
5 | P/F capsole light superior quality with plastic reflector i/c connection as required. | 12 | Nos. | @ | 609.84 | P.No. | Rs. | 7318.08
6 | P/F Mix metallic sheet 2,4,6,8 hole i/c frame and PVC board clip switch etc as required | 26 | Nos. | @ | 385 | P.No. | Rs. | 10010
7 | P/F Mix meteallic switch socket and bell push ets as required. | 4 | Nos. | @ | 181 | P.No. | Rs. | 724
8 | P/F A.C Power Plug complete with switch socket 3-pin etc as required. | 9 | Nos. | @ | 785.4 | Nos. | Rs. | 7068.6
9 | P/F (LED) Tube light 18 watt (Light Emitting Diode) classification with LED driver complete plastic covered and base etc complete. | 53 | Nos. | @ | 3500 | P.No. | Rs. | 185500
10 | P/F Panel Distribution Board Double Shutter to Accommodate circuit Breker i/c Painting. | 5 | Nos. | @ | 1950 | P.No. | Rs. | 9750
11 | S/F of pilot lamp (Neon sign) 200/240 volts fixing on a prepared i/c necessary connection as required. | 6 | Nos. | @ | 274.27 | P.No. | Rs. | 1645.62
|  |  | Total Part "B" |  |  |  | Rs. | 471625.5
GENARAL ABSTRACT
| Cost of Schedule Items Part "A" | Rs.
| Cost of Non-Schedule Items Part "B" | Rs.
| Grand Total | Rs.
| Say | Rs.
CONTRACTOR
EXECUTIVE ENGINEER ELECTRICAL
EDUCATION WORKS DIVISION
HYDERABAD.

## PAKAGE-20
SCHEDULE-B
NAME OF WORK:- (Package#20) Rehabilitation / Expansion of High Priority 4560 Schools in Sindh (Non-ADP) (Electric Work) @ 1. GGPS Mehar I 2. GGPS Mehar II 3. GGPS Veenjhar Muhalla Mehar
S.No. | DESCRIPTION OF ITEMS | Qty. |  |  | Rate | Unit |  | Amount
PART "A" SCHEDULE ITEMS
1 | Wiring for light or fan point with (3/.029) PVC insulated wire (3/4") PVC channal patti on surface as required (S.I.No. 129/P-15) | 195 | Points | @ | 910 | P/P | Rs. | 177450
2 | Wiring for Plug Point with (3/.029) PVC insulated wire in 20mm 3/4" PVC channal patti on surface as required. (S.I.No. 130/P-15). | 36 | Points | @ | 742 | P/P | Rs. | 26712
4 | Providing & Laying (Main or sub-mains) PVC insulated with size 2-7/0.29 copper conductor in 3/4" dia PVC condiut on surface. (S.I.No. 03/P-01). | 600 | Meter. | @ | 171 | P.Met | Rs. | 102600
6 | P/F AC one way S.P.5 Amps switch flush type.(S.I.No.219/P-33). | 195 | Nos. | @ | 54 | P.No. | Rs. | 10530
7 | P/F 2 pin 5 Amps S.P. plug, socket. (S.I.No. 222/P-33). | 36 | Nos. | @ | 80 | P.No. | Rs. | 2880
8 | P/F brass batten holder (S.I.No. 232/P-33). | 39 | Nos. | @ | 70 | P.No. | Rs. | 2730
9 | P/F backlight ceiling rose with two terminals.(S.I.No. 228/P-33). | 129 | Nos. | @ | 72 | P.No. | Rs. | 9288
10 | P/F Circuit Breaker 6,10,15,20,30,40,50 & 63 Amp S.P on a prepared board as required. (S.I.No. 203/P-31). | 24 | Nos. | @ | 916 | P.No. | Rs. | 21984
12 | P/F Circuit Breaker 6,10,15,20,30,40,50 & 63 Amp D.P on a prepared board as required. (S.I.No. 204/P-31). | 3 | Nos. | @ | 2456 | P.No. | Rs. | 7368
13 | P/F Volt Meter size 96/96 mm 500 volts as required as per instruction of E.I (S.I.No. 285/P-41) | 3 | Nos. | @ | 999 | P.No. | Rs. | 2997
15 | P/F type 3 pin 10/15 Amps S.P.Plug Socket (S.I.No.224/p-33). | 6 | Nos. | @ | 162 | P.No. | Rs. | 972
16 | Providing & laying (Mains or Sub-Mains) PVC insulated with PVC sheeted with single core copper conductor 300/500 volts 2-7/.052. (S.I.No. 56/P-7). | 450 | Meter. | @ | 335 | P.Met | Rs. | 150750
|  |  | Total Part "A" |  |  |  | Rs. | 516261
PART "B" NON SCHEDULE ITEMS (R/A).
1 | P/F Enegy sever superior quality i/c fixing on existing holder. | 57 | Nos. | @ | 407 | P.No. | Rs. | 23199
2 | P/F ceilling fan 56" complete in all respect as required (GFC Karachi made/pak orignal good quality. | 36 | Nos. | @ | 5262 | P.No. | Rs. | 189432
3 | P/F flush type ceiling fan dimmer imported quality as required. | 36 | Nos. | @ | 354.64 | P.No. | Rs. | 12767.04
4 | P/F Mild Steel Bar Fan Clamp 15.8mm 5/8" dia suitable for RCC Roof. | 36 | Nos. | @ | 236.94 | P.No. | Rs. | 8529.84
5 | P/F capsole light superior quality with plastic reflector i/c connection as required. | 21 | Nos. | @ | 609.84 | P.No. | Rs. | 12806.64
9 | P/F (LED) Tube light 18 watt (Light Emitting Diode) classification with LED driver complete plastic covered and base etc complete. | 36 | Nos. | @ | 3500 | P.No. | Rs. | 126000
10 | P/F Panel Distribution Board Double Shutter to Accommodate circuit Breker i/c Painting. | 4.5 | Nos. | @ | 1950 | P.No. | Rs. | 8775
12 | S/F of pilot lamp (Neon sign) 200/240 volts fixing on a prepared i/c necessary connection as required. | 9 | Nos. | @ | 204 | P.No. | Rs. | 1836
|  |  | Total Part "B" |  |  |  | Rs. | 383345.52
GENARAL ABSTRACT
| Cost of Schedule Items Part "A" | Rs.
| Cost of Non-Schedule Items Part "B" | Rs.
| Grand Total | Rs.
| Say | Rs.
CONTRACTOR
EXECUTIVE ENGINEER ELECTRICAL
EDUCATION WORKS DIVISION
HYDERABAD.

## PAKAGE--19
SCHEDULE-B
NAME OF WORK:-(Package#19) Rehabilitation / Expansion of High Priority 4560 Schools in Sindh (Non-ADP) (Electric Work) @ 1. GBPS Thariri Muhbat 2. GGPS Thariri Muhbat
S.No. | DESCRIPTION OF ITEMS | Qty. |  |  | Rate | Unit |  | Amount
PART "A" SCHEDULE ITEMS
1 | Wiring for light or fan point with (3/.029) PVC insulated wire (3/4") PVC channal patti on surface as required (S.I.No. 129/P-15) | 133 | Points | @ | 910 | P/P | Rs. | 121030
2 | Wiring for Plug Point with (3/.029) PVC insulated wire in 20mm 3/4" PVC channal patti on surface as required. (S.I.No. 130/P-15). | 26 | Points | @ | 742 | P/P | Rs. | 19292
3 | Wiring for Call bell point with (3/.029) PVC insulated wire in 20mm 3/4" PVC channal patti on surface as required.(S.I.No. 130/P-15). | 2 | Points | @ | 1590 | P/P | Rs. | 3180
4 | Providing & Laying (Main or sub-mains) PVC insulated with size 2-7/0.29 copper conductor in 3/4" dia PVC condiut on surface. (S.I.No. 03/P-01). | 340 | Meter. | @ | 171 | P.Met | Rs. | 58140
5 | Providing & Laying (Main or sub-mains) PVC insulated with size 2-7/0.44 (6mm)2 copper conductor in 1"dia PVC condiut on surface. (S.I.No. 03/P-01). | 200 | Meter. | @ | 305 | P.Met | Rs. | 61000
6 | P/F AC one way S.P.5 Amps switch flush type.(S.I.No.219/P-33). | 133 | Nos. | @ | 54 | P.No. | Rs. | 7182
7 | P/F 2 pin 5 Amps S.P. plug, socket. (S.I.No. 222/P-33). | 26 | Nos. | @ | 80 | P.No. | Rs. | 2080
8 | P/F brass batten holder (S.I.No. 232/P-33). | 26 | Nos. | @ | 70 | P.No. | Rs. | 1820
9 | P/F backlight ceiling rose with two terminals.(S.I.No. 228/P-33). | 106 | Nos. | @ | 72 | P.No. | Rs. | 7632
10 | P/F Circuit Breaker 6,10,15,20,30,40,50 & 63 Amp S.P on a prepared board as required. (S.I.No. 203/P-31). | 26 | Nos. | @ | 916 | P.No. | Rs. | 23816
11 | P/F Circuit Breaker 6,10,15,20,30,40,50 & 63 Amp D.P on a prepared board as required. (S.I.No. 204/P-31). | 3 | Nos. | @ | 2456 | P.No. | Rs. | 7368
12 | P/F Circuit Breaker 15,20,30,40,50 & 60 Amp T.P (XE-100CS- CB) on a prepared board as required. (S.I.No. 206/P-31). | 2 | Nos. | @ | 5521 | P.No. | Rs. | 11042
13 | P/F Volt Meter size 96/96 mm 500 volts as required as per instruction of E.I (S.I.No. 285/P-41) | 1 | Nos. | @ | 999 | P.No. | Rs. | 999
14 | P/F Ammeter size 96/96 mm Direct 15A,30A,50A,60A, & 100A as required as per instruction of E.I (S.I.No. 284/P-41) | 1 | Nos. | @ | 1054 | P.No. | Rs. | 1054
15 | Providing & laying (Mains or Sub-Mains) PVC insulated with PVC sheeted with single core copper conductor 300/500 volts 2-7/.052. (S.I.No. 56/P-7). | 232 | Meter. | @ | 335 | P.Met | Rs. | 77720
|  |  | Total Part "A" |  |  |  | Rs. | 403355
PART "B" NON SCHEDULE ITEMS (R/A).
1 | P/F Enegy sever superior quality i/c fixing on existing holder. | 50 | Nos. | @ | 407 | P.No. | Rs. | 20350
2 | P/F ceilling fan 56" complete in all respect as required (GFC Karachi made/pak orignal good quality. | 38 | Nos. | @ | 5262 | P.No. | Rs. | 199956
3 | P/F flush type ceiling fan dimmer imported quality as required. | 38 | Nos. | @ | 354.64 | P.No. | Rs. | 13476.32
4 | P/F Mild Steel Bar Fan Clamp 15.8mm 5/8" dia suitable for RCC Roof. | 38 | Nos. | @ | 236.94 | P.No. | Rs. | 9003.72
5 | P/F capsole light superior quality with plastic reflector i/c connection as required. | 13 | Nos. | @ | 609.84 | P.No. | Rs. | 7927.92
6 | P/F Mix metallic sheet 2,4,6,8 hole i/c frame and PVC board clip switch etc as required | 13 | Nos. | @ | 385 | P.No. | Rs. | 5005
7 | P/F Mix meteallic switch socket and bell push ets as required. | 2 | Nos. | @ | 181 | P.No. | Rs. | 362
8 | P/F A.C Power Plug complete with switch socket 3-pin etc as required. | 5 | Nos. | @ | 785.4 | Nos. | Rs. | 3927
9 | P/F (LED) Tube light 18 watt (Light Emitting Diode) classification with LED driver complete plastic covered and base etc complete. | 36 | Nos. | @ | 3500 | P.No. | Rs. | 126000
10 | P/F Panel Distribution Board Double Shutter to Accommodate circuit Breker i/c Painting. | 4.5 | Nos. | @ | 1950 | P.No. | Rs. | 8775
11 | S/F of pilot lamp (Neon sign) 200/240 volts fixing on a prepared i/c necessary connection as required. | 3 | Nos. | @ | 274.27 | P.No. | Rs. | 822.81
|  |  | Total Part "B" |  |  |  | Rs. | 395605.77
GENARAL ABSTRACT
| Cost of Schedule Items Part "A" | Rs.
| Cost of Non-Schedule Items Part "B" | Rs.
| Grand Total | Rs.
| Say | Rs.
CONTRACTOR
EXECUTIVE ENGINEER ELECTRICAL
EDUCATION WORKS DIVISION
HYDERABAD.

## PAKAGE-18
SCHEDULE-B
NAME OF WORK:- (Package#18) Rehabilitation / Expansion of High Priority 4560 Schools in Sindh (Non-ADP) (Electric Work) @ 1. GBPS Loung Khan 2. GBPS Khanpur 3. GBPS Choto Naich
S.No. | DESCRIPTION OF ITEMS | Qty. |  |  | Rate | Unit |  | Amount
PART "A" SCHEDULE ITEMS
1 | Wiring for light or fan point with (3/.029) PVC insulated wire (3/4") PVC channal patti on surface as required (S.I.No. 129/P-15) | 156 | Points | @ | 910 | P/P | Rs. | 141960
2 | Wiring for Plug Point with (3/.029) PVC insulated wire in 20mm 3/4" PVC channal patti on surface as required. (S.I.No. 130/P-15). | 27 | Points | @ | 742 | P/P | Rs. | 20034
3 | Wiring for Call bell point with (3/.029) PVC insulated wire in 20mm 3/4" PVC channal patti on surface as required.(S.I.No. 130/P-15). | 2 | Points | @ | 1590 | P/P | Rs. | 3180
4 | Providing & Laying (Main or sub-mains) PVC insulated with size 2-7/0.29 copper conductor in 3/4" dia PVC condiut on surface. (S.I.No. 03/P-01). | 280 | Meter. | @ | 171 | P.Met | Rs. | 47880
5 | Providing & Laying (Main or sub-mains) PVC insulated with size 2-7/0.44 (6mm)2 copper conductor in 1"dia PVC condiut on surface. (S.I.No. 03/P-01). | 50 | Meter. | @ | 305 | P.Met | Rs. | 15250
6 | P/F AC one way S.P.5 Amps switch flush type.(S.I.No.219/P-33). | 156 | Nos. | @ | 54 | P.No. | Rs. | 8424
7 | P/F 2 pin 5 Amps S.P. plug, socket. (S.I.No. 222/P-33). | 27 | Nos. | @ | 80 | P.No. | Rs. | 2160
8 | P/F brass batten holder (S.I.No. 232/P-33). | 26 | Nos. | @ | 70 | P.No. | Rs. | 1820
9 | P/F backlight ceiling rose with two terminals.(S.I.No. 228/P-33). | 149 | Nos. | @ | 72 | P.No. | Rs. | 10728
10 | P/F Circuit Breaker 6,10,15,20,30,40,50 & 63 Amp S.P on a prepared board as required. (S.I.No. 203/P-31). | 32 | Nos. | @ | 916 | P.No. | Rs. | 29312
11 | P/F Circuit Breaker 6,10,15,20,30,40,50 & 63 Amp D.P on a prepared board as required. (S.I.No. 204/P-31). | 4 | Nos. | @ | 2456 | P.No. | Rs. | 9824
12 | P/F Circuit Breaker 15,20,30,40,50 & 60 Amp T.P (XE-100CS- CB) on a prepared board as required. (S.I.No. 206/P-31). | 2 | Nos. | @ | 5521 | P.No. | Rs. | 11042
13 | P/F Volt Meter size 96/96 mm 500 volts as required as per instruction of E.I (S.I.No. 285/P-41) | 3 | Nos. | @ | 999 | P.No. | Rs. | 2997
14 | P/F Ammeter size 96/96 mm Direct 15A,30A,50A,60A, & 100A as required as per instruction of E.I (S.I.No. 284/P-41) | 1 | Nos. | @ | 1054 | P.No. | Rs. | 1054
15 | P/F Type 3 Pin 10/15 Amps S.P.Plug Socket. (S.I.No.224/P-33) | 4 | Nos. | @ | 335 | P.No. | Rs. | 1340
16 | Providing & laying (Mains or Sub-Mains) PVC insulated with PVC sheeted with single core copper conductor 300/500 volts 2-7/.052. (S.I.No. 56/P-7). | 164 | Meter. | @ | 335 | P.Met | Rs. | 54940
|  |  | Total Part "A" |  |  |  | Rs. | 361945
PART "B" NON SCHEDULE ITEMS (R/A).
1 | P/F Enegy sever superior quality i/c fixing on existing holder. | 43 | Nos. | @ | 407 | P.No. | Rs. | 17501
2 | P/F ceilling fan 56" complete in all respect as required (GFC Karachi made/pak orignal good quality. | 32 | Nos. | @ | 5262 | P.No. | Rs. | 168384
3 | P/F flush type ceiling fan dimmer imported quality as required. | 32 | Nos. | @ | 354.64 | P.No. | Rs. | 11348.48
4 | P/F Mild Steel Bar Fan Clamp 15.8mm 5/8" dia suitable for RCC Roof. | 32 | Nos. | @ | 236.94 | P.No. | Rs. | 7582.08
5 | P/F capsole light superior quality with plastic reflector i/c connection as required. | 20 | Nos. | @ | 609.84 | P.No. | Rs. | 12196.8
6 | P/F Mix metallic sheet 2,4,6,8 hole i/c frame and PVC board clip switch etc as required | 13 | Nos. | @ | 385 | P.No. | Rs. | 5005
7 | P/F Mix meteallic switch socket and bell push ets as required. | 2 | Nos. | @ | 181 | P.No. | Rs. | 362
8 | P/F A.C Power Plug complete with switch socket 3-pin etc as required. | 4 | Nos. | @ | 785.4 | Nos. | Rs. | 3141.6
9 | P/F (LED) Tube light 18 watt (Light Emitting Diode) classification with LED driver complete plastic covered and base etc complete. | 48 | Nos. | @ | 3500 | P.No. | Rs. | 168000
10 | P/F Panel Distribution Board Double Shutter to Accommodate circuit Breker i/c Painting. | 1.5 | Nos. | @ | 1950 | P.No. | Rs. | 2925
11 | S/F of pilot lamp (Neon sign) 200/240 volts fixing on a prepared i/c necessary connection as required. | 3 | Nos. | @ | 274.27 | P.No. | Rs. | 822.81
12 | S/F of pilot lamp (Neon sign) 200/240 volts fixing on a prepared i/c necessary connection as required. | 6 | Nos. | @ | 204 | P.No. | Rs. | 1224
|  |  | Total Part "B" |  |  |  | Rs. | 398492.77
GENARAL ABSTRACT
| Cost of Schedule Items Part "A" | Rs.
| Cost of Non-Schedule Items Part "B" | Rs.
| Grand Total | Rs.
| Say | Rs.
CONTRACTOR
EXECUTIVE ENGINEER ELECTRICAL
EDUCATION WORKS DIVISION
HYDERABAD.

## PAKAGE-17
SCHEDULE-B
NAME OF WORK:- (Package#17) Rehabilitation / Expansion of High Priority 4560 Schools in Sindh (Non-ADP) (Electric Work) @ 1. GBPS Chokhandi 2. GBPS Usman Bhugio
S.No. | DESCRIPTION OF ITEMS | Qty. |  |  | Rate | Unit |  | Amount
PART "A" SCHEDULE ITEMS
1 | Wiring for light or fan point with (3/.029) PVC insulated wire (3/4") PVC channal patti on surface as required (S.I.No. 129/P-15) | 135 | Points | @ | 910 | P/P | Rs. | 122850
2 | Wiring for Plug Point with (3/.029) PVC insulated wire in 20mm 3/4" PVC channal patti on surface as required. (S.I.No. 130/P-15). | 27 | Points | @ | 742 | P/P | Rs. | 20034
3 | Wiring for Call bell point with (3/.029) PVC insulated wire in 20mm 3/4" PVC channal patti on surface as required.(S.I.No. 130/P-15). | 2 | Points | @ | 1590 | P/P | Rs. | 3180
4 | Providing & Laying (Main or sub-mains) PVC insulated with size 2-7/0.29 copper conductor in 3/4" dia PVC condiut on surface. (S.I.No. 03/P-01). | 400 | Meter. | @ | 171 | P.Met | Rs. | 68400
5 | Providing & Laying (Main or sub-mains) PVC insulated with size 2-7/0.44 (6mm)2 copper conductor in 1"dia PVC condiut on surface. (S.I.No. 03/P-01). | 100 | Meter. | @ | 305 | P.Met | Rs. | 30500
6 | P/F AC one way S.P.5 Amps switch flush type.(S.I.No.219/P-33). | 135 | Nos. | @ | 54 | P.No. | Rs. | 7290
7 | P/F 2 pin 5 Amps S.P. plug, socket. (S.I.No. 222/P-33). | 27 | Nos. | @ | 80 | P.No. | Rs. | 2160
8 | P/F brass batten holder (S.I.No. 232/P-33). | 26 | Nos. | @ | 70 | P.No. | Rs. | 1820
9 | P/F backlight ceiling rose with two terminals.(S.I.No. 228/P-33). | 106 | Nos. | @ | 72 | P.No. | Rs. | 7632
10 | P/F Circuit Breaker 6,10,15,20,30,40,50 & 63 Amp S.P on a prepared board as required. (S.I.No. 203/P-31). | 28 | Nos. | @ | 916 | P.No. | Rs. | 25648
11 | P/F Circuit Breaker 6,10,15,20,30,40,50 & 63 Amp D.P on a prepared board as required. (S.I.No. 204/P-31). | 3 | Nos. | @ | 2456 | P.No. | Rs. | 7368
12 | P/F Circuit Breaker 15,20,30,40,50 & 60 Amp T.P (XE-100CS- CB) on a prepared board as required. (S.I.No. 206/P-31). | 2 | Nos. | @ | 5521 | P.No. | Rs. | 11042
13 | P/F Volt Meter size 96/96 mm 500 volts as required as per instruction of E.I (S.I.No. 285/P-41) | 2 | Nos. | @ | 999 | P.No. | Rs. | 1998
14 | P/F Ammeter size 96/96 mm Direct 15A,30A,50A,60A, & 100A as required as per instruction of E.I (S.I.No. 284/P-41) | 1 | Nos. | @ | 1054 | P.No. | Rs. | 1054
15 | Providing & laying (Mains or Sub-Mains) PVC insulated with PVC sheeted with single core copper conductor 300/500 volts 2-7/.052. (S.I.No. 56/P-7). | 150 | Meter. | @ | 335 | P.Met | Rs. | 50250
|  |  | Total Part "A" |  |  |  | Rs. | 361226
PART "B" NON SCHEDULE ITEMS (R/A).
1 | P/F Enegy sever superior quality i/c fixing on existing holder. | 38 | Nos. | @ | 407 | P.No. | Rs. | 15466
2 | P/F ceilling fan 56" complete in all respect as required (GFC Karachi made/pak orignal good quality. | 36 | Nos. | @ | 5262 | P.No. | Rs. | 189432
3 | P/F flush type ceiling fan dimmer imported quality as required. | 36 | Nos. | @ | 354.64 | P.No. | Rs. | 12767.04
4 | P/F Mild Steel Bar Fan Clamp 15.8mm 5/8" dia suitable for RCC Roof. | 36 | Nos. | @ | 236.94 | P.No. | Rs. | 8529.84
5 | P/F capsole light superior quality with plastic reflector i/c connection as required. | 13 | Nos. | @ | 609.84 | P.No. | Rs. | 7927.92
6 | P/F Mix metallic sheet 2,4,6,8 hole i/c frame and PVC board clip switch etc as required | 13 | Nos. | @ | 385 | P.No. | Rs. | 5005
7 | P/F Mix meteallic switch socket and bell push ets as required. | 2 | Nos. | @ | 181 | P.No. | Rs. | 362
8 | P/F A.C Power Plug complete with switch socket 3-pin etc as required. | 5 | Nos. | @ | 785.4 | Nos. | Rs. | 3927
9 | P/F (LED) Tube light 18 watt (Light Emitting Diode) classification with LED driver complete plastic covered and base etc complete. | 39 | Nos. | @ | 3500 | P.No. | Rs. | 136500
10 | P/F Panel Distribution Board Double Shutter to Accommodate circuit Breker i/c Painting. | 1.5 | Nos. | @ | 1950 | P.No. | Rs. | 2925
11 | S/F of pilot lamp (Neon sign) 200/240 volts fixing on a prepared i/c necessary connection as required. | 2 | Nos. | @ | 274.27 | P.No. | Rs. | 548.54
12 | S/F of pilot lamp (Neon sign) 200/240 volts fixing on a prepared i/c necessary connection as required. | 3 | Nos. | @ | 204 | P.No. | Rs. | 612
|  |  | Total Part "B" |  |  |  | Rs. | 384002.34
GENARAL ABSTRACT
| Cost of Schedule Items Part "A" | Rs.
| Cost of Non-Schedule Items Part "B" | Rs.
| Grand Total | Rs.
| Say | Rs.
CONTRACTOR
EXECUTIVE ENGINEER ELECTRICAL
EDUCATION WORKS DIVISION
HYDERABAD.

## PAKAGE-16
SCHEDULE-B
NAME OF WORK:- (Package#16) Rehabilitation / Expansion of High Priority 4560 Schools in Sindh (Non-ADP) (Electric Work) @ 1. GBPS Kareem Dad 2. GBMS Rawat Khan Leghari 3. GBPS Nawab Brohi
S.No. | DESCRIPTION OF ITEMS | Qty. |  |  | Rate | Unit |  | Amount
PART "A" SCHEDULE ITEMS
1 | Wiring for light or fan point with (3/.029) PVC insulated wire (3/4") PVC channal patti on surface as required (S.I.No. 129/P-15) | 156 | Points | @ | 910 | P/P | Rs. | 141960
2 | Wiring for Plug Point with (3/.029) PVC insulated wire in 20mm 3/4" PVC channal patti on surface as required. (S.I.No. 130/P-15). | 27 | Points | @ | 742 | P/P | Rs. | 20034
3 | Wiring for Call bell point with (3/.029) PVC insulated wire in 20mm 3/4" PVC channal patti on surface as required.(S.I.No. 130/P-15). | 2 | Points | @ | 1590 | P/P | Rs. | 3180
4 | Providing & Laying (Main or sub-mains) PVC insulated with size 2-7/0.29 copper conductor in 3/4" dia PVC condiut on surface. (S.I.No. 03/P-01). | 380 | Meter. | @ | 171 | P.Met | Rs. | 64980
5 | Providing & Laying (Main or sub-mains) PVC insulated with size 2-7/0.44 (6mm)2 copper conductor in 1"dia PVC condiut on surface. (S.I.No. 03/P-01). | 100 | Meter. | @ | 305 | P.Met | Rs. | 30500
6 | P/F AC one way S.P.5 Amps switch flush type.(S.I.No.219/P-33). | 156 | Nos. | @ | 54 | P.No. | Rs. | 8424
7 | P/F 2 pin 5 Amps S.P. plug, socket. (S.I.No. 222/P-33). | 27 | Nos. | @ | 80 | P.No. | Rs. | 2160
8 | P/F brass batten holder (S.I.No. 232/P-33). | 39 | Nos. | @ | 70 | P.No. | Rs. | 2730
9 | P/F backlight ceiling rose with two terminals.(S.I.No. 228/P-33). | 149 | Nos. | @ | 72 | P.No. | Rs. | 10728
10 | P/F Circuit Breaker 6,10,15,20,30,40,50 & 63 Amp S.P on a prepared board as required. (S.I.No. 203/P-31). | 32 | Nos. | @ | 916 | P.No. | Rs. | 29312
11 | P/F Circuit Breaker 6,10,15,20,30,40,50 & 63 Amp D.P on a prepared board as required. (S.I.No. 204/P-31). | 4 | Nos. | @ | 2456 | P.No. | Rs. | 9824
12 | P/F Circuit Breaker 15,20,30,40,50 & 60 Amp T.P (XE-100CS- CB) on a prepared board as required. (S.I.No. 206/P-31). | 2 | Nos. | @ | 5521 | P.No. | Rs. | 11042
13 | P/F Volt Meter size 96/96 mm 500 volts as required as per instruction of E.I (S.I.No. 285/P-41) | 3 | Nos. | @ | 999 | P.No. | Rs. | 2997
14 | P/F Ammeter size 96/96 mm Direct 15A,30A,50A,60A, & 100A as required as per instruction of E.I (S.I.No. 284/P-41) | 1 | Nos. | @ | 1054 | P.No. | Rs. | 1054
| Providing & laying (Mains or Sub-Mains) PVC insulated with PVC sheeted with single core copper conductor 300/500 volts 2-7/.052. (S.I.No. 56/P-7). | 82 | Nos. | @ | 335 | P.No. | Rs. | 27470
15 | Providing & laying (Mains or Sub-Mains) PVC insulated with PVC sheeted with single core copper conductor 300/500 volts 2-7/.064. (S.I.No. 58/P-7). | 4 | Meter. | @ | 162 | P.Met | Rs. | 648
|  |  | Total Part "A" |  |  |  | Rs. | 367043
PART "B" NON SCHEDULE ITEMS (R/A).
1 | P/F Enegy sever superior quality i/c fixing on existing holder. | 43 | Nos. | @ | 407 | P.No. | Rs. | 17501
2 | P/F ceilling fan 56" complete in all respect as required (GFC Karachi made/pak orignal good quality. | 40 | Nos. | @ | 5262 | P.No. | Rs. | 210480
3 | P/F flush type ceiling fan dimmer imported quality as required. | 40 | Nos. | @ | 354.64 | P.No. | Rs. | 14185.6
4 | P/F Mild Steel Bar Fan Clamp 15.8mm 5/8" dia suitable for RCC Roof. | 40 | Nos. | @ | 236.94 | P.No. | Rs. | 9477.6
5 | P/F capsole light superior quality with plastic reflector i/c connection as required. | 20 | Nos. | @ | 609.84 | P.No. | Rs. | 12196.8
6 | P/F Mix metallic sheet 2,4,6,8 hole i/c frame and PVC board clip switch etc as required | 13 | Nos. | @ | 385 | P.No. | Rs. | 5005
7 | P/F Mix meteallic switch socket and bell push ets as required. | 2 | Nos. | @ | 181 | P.No. | Rs. | 362
8 | P/F A.C Power Plug complete with switch socket 3-pin etc as required. | 5 | Nos. | @ | 785.4 | Nos. | Rs. | 3927
9 | P/F (LED) Tube light 18 watt (Light Emitting Diode) classification with LED driver complete plastic covered and base etc complete. | 49 | Nos. | @ | 3500 | P.No. | Rs. | 171500
10 | P/F Panel Distribution Board Double Shutter to Accommodate circuit Breker i/c Painting. | 5 | Nos. | @ | 1950 | P.No. | Rs. | 9750
11 | S/F of pilot lamp (Neon sign) 200/240 volts fixing on a prepared i/c necessary connection as required. | 3 | Nos. | @ | 274.27 | P.No. | Rs. | 822.81
| S/F of pilot lamp (Neon sign) 200/240 volts fixing on a prepared i/c necessary connection as required. | 6 | Nos. | @ | 204 | P.No. | Rs. | 1224
|  |  | Total Part "B" |  |  |  | Rs. | 456431.81
GENARAL ABSTRACT
| Cost of Schedule Items Part "A" | Rs.
| Cost of Non-Schedule Items Part "B" | Rs.
| Grand Total | Rs.
| Say | Rs.
CONTRACTOR
EXECUTIVE ENGINEER ELECTRICAL
EDUCATION WORKS DIVISION
HYDERABAD.

## PAKAGE-15
SCHEDULE-B
NAME OF WORK:- (Package#15) Rehabilitation / Expansion of High Priority 4560 Schools in Sindh (Non-ADP) (Electric Work) @ 1. GBPS Sita road 2. GBPS Water Supply colony
S.No. | DESCRIPTION OF ITEMS | Qty. |  |  | Rate | Unit |  | Amount
PART "A" SCHEDULE ITEMS
1 | Wiring for light or fan point with (3/.029) PVC insulated wire (3/4") PVC channal patti on surface as required (S.I.No. 129/P-15) | 133 | Points | @ | 910 | P/P | Rs. | 121030
2 | Wiring for Plug Point with (3/.029) PVC insulated wire in 20mm 3/4" PVC channal patti on surface as required. (S.I.No. 130/P-15). | 26 | Points | @ | 742 | P/P | Rs. | 19292
3 | Wiring for Call bell point with (3/.029) PVC insulated wire in 20mm 3/4" PVC channal patti on surface as required.(S.I.No. 130/P-15). | 2 | Points | @ | 1590 | P/P | Rs. | 3180
4 | Providing & Laying (Main or sub-mains) PVC insulated with size 2-7/0.29 copper conductor in 3/4" dia PVC condiut on surface. (S.I.No. 03/P-01). | 390 | Meter. | @ | 171 | P.Met | Rs. | 66690
5 | Providing & Laying (Main or sub-mains) PVC insulated with size 2-7/0.44 (6mm)2 copper conductor in 1"dia PVC condiut on surface. (S.I.No. 03/P-01). | 200 | Meter. | @ | 305 | P.Met | Rs. | 61000
6 | P/F AC one way S.P.5 Amps switch flush type.(S.I.No.219/P-33). | 133 | Nos. | @ | 54 | P.No. | Rs. | 7182
7 | P/F 2 pin 5 Amps S.P. plug, socket. (S.I.No. 222/P-33). | 26 | Nos. | @ | 80 | P.No. | Rs. | 2080
8 | P/F brass batten holder (S.I.No. 232/P-33). | 26 | Nos. | @ | 70 | P.No. | Rs. | 1820
9 | P/F backlight ceiling rose with two terminals.(S.I.No. 228/P-33). | 106 | Nos. | @ | 72 | P.No. | Rs. | 7632
10 | P/F Circuit Breaker 6,10,15,20,30,40,50 & 63 Amp S.P on a prepared board as required. (S.I.No. 203/P-31). | 26 | Nos. | @ | 916 | P.No. | Rs. | 23816
11 | P/F Circuit Breaker 6,10,15,20,30,40,50 & 63 Amp D.P on a prepared board as required. (S.I.No. 204/P-31). | 3 | Nos. | @ | 2456 | P.No. | Rs. | 7368
12 | P/F Circuit Breaker 15,20,30,40,50 & 60 Amp T.P (XE-100CS- CB) on a prepared board as required. (S.I.No. 206/P-31). | 2 | Nos. | @ | 5521 | P.No. | Rs. | 11042
13 | P/F Volt Meter size 96/96 mm 500 volts as required as per instruction of E.I (S.I.No. 285/P-41) | 2 | Nos. | @ | 999 | P.No. | Rs. | 1998
14 | P/F Ammeter size 96/96 mm Direct 15A,30A,50A,60A, & 100A as required as per instruction of E.I (S.I.No. 284/P-41) | 1 | Nos. | @ | 1054 | P.No. | Rs. | 1054
| Providing & laying (Mains or Sub-Mains) PVC insulated with PVC sheeted with single core copper conductor 300/500 volts 2-7/.052. (S.I.No. 56/P-7). | 82 | Nos. | @ | 335 | P.No. | Rs. | 27470
15 | Providing & laying (Mains or Sub-Mains) PVC insulated with PVC sheeted with single core copper conductor 300/500 volts 2-7/.064. (S.I.No. 58/P-7). | 2 | Meter. | @ | 162 | P.Met | Rs. | 324
|  |  | Total Part "A" |  |  |  | Rs. | 362978
PART "B" NON SCHEDULE ITEMS (R/A).
1 | P/F Enegy sever superior quality i/c fixing on existing holder. | 50 | Nos. | @ | 407 | P.No. | Rs. | 20350
2 | P/F ceilling fan 56" complete in all respect as required (GFC Karachi made/pak orignal good quality. | 41 | Nos. | @ | 5262 | P.No. | Rs. | 215742
3 | P/F flush type ceiling fan dimmer imported quality as required. | 41 | Nos. | @ | 354.64 | P.No. | Rs. | 14540.24
4 | P/F Mild Steel Bar Fan Clamp 15.8mm 5/8" dia suitable for RCC Roof. | 41 | Nos. | @ | 236.94 | P.No. | Rs. | 9714.54
5 | P/F capsole light superior quality with plastic reflector i/c connection as required. | 13 | Nos. | @ | 609.84 | P.No. | Rs. | 7927.92
6 | P/F Mix metallic sheet 2,4,6,8 hole i/c frame and PVC board clip switch etc as required | 13 | Nos. | @ | 385 | P.No. | Rs. | 5005
7 | P/F Mix meteallic switch socket and bell push ets as required. | 2 | Nos. | @ | 181 | P.No. | Rs. | 362
8 | P/F A.C Power Plug complete with switch socket 3-pin etc as required. | 5 | Nos. | @ | 785.4 | Nos. | Rs. | 3927
9 | P/F (LED) Tube light 18 watt (Light Emitting Diode) classification with LED driver complete plastic covered and base etc complete. | 41 | Nos. | @ | 3500 | P.No. | Rs. | 143500
10 | P/F Panel Distribution Board Double Shutter to Accommodate circuit Breker i/c Painting. | 4.5 | Nos. | @ | 1950 | P.No. | Rs. | 8775
11 | S/F of pilot lamp (Neon sign) 200/240 volts fixing on a prepared i/c necessary connection as required. | 3 | Nos. | @ | 274.27 | P.No. | Rs. | 822.81
| S/F of pilot lamp (Neon sign) 200/240 volts fixing on a prepared i/c necessary connection as required. | 3 | Nos. | @ | 204 | P.No. | Rs. | 612
|  |  | Total Part "B" |  |  |  | Rs. | 431278.51
GENARAL ABSTRACT
| Cost of Schedule Items Part "A" | Rs.
| Cost of Non-Schedule Items Part "B" | Rs.
| Grand Total | Rs.
| Say | Rs.
CONTRACTOR
EXECUTIVE ENGINEER ELECTRICAL
EDUCATION WORKS DIVISION
HYDERABAD.

## PAKAGE-14
SCHEDULE-B
NAME OF WORK:- (Package#14) Rehabilitation / Expansion of High Priority 4560 Schools in Sindh (Non-ADP) (Electric Work) @ GBPS Sita road
S.No. | DESCRIPTION OF ITEMS | Qty. |  |  | Rate | Unit |  | Amount
PART "A" SCHEDULE ITEMS
1 | Wiring for light or fan point with (3/.029) PVC insulated wire (3/4") PVC channal patti on surface as required (S.I.No. 129/P-15) | 92 | Points | @ | 910 | P/P | Rs. | 83720
2 | Wiring for Plug Point with (3/.029) PVC insulated wire in 20mm 3/4" PVC channal patti on surface as required. (S.I.No. 130/P-15). | 22 | Points | @ | 742 | P/P | Rs. | 16324
3 | Wiring for Call bell point with (3/.029) PVC insulated wire in 20mm 3/4" PVC channal patti on surface as required.(S.I.No. 130/P-15). | 2 | Points | @ | 1590 | P/P | Rs. | 3180
4 | Providing & Laying (Main or sub-mains) PVC insulated with size 2-7/0.29 copper conductor in 3/4" dia PVC condiut on surface. (S.I.No. 03/P-01). | 365 | Meter. | @ | 171 | P.Met | Rs. | 62415
5 | Providing & Laying (Main or sub-mains) PVC insulated with size 2-7/0.44 (6mm)2 copper conductor in 1"dia PVC condiut on surface. (S.I.No. 03/P-01). | 250 | Meter. | @ | 305 | P.Met | Rs. | 76250
6 | P/F AC one way S.P.5 Amps switch flush type.(S.I.No.219/P-33). | 92 | Nos. | @ | 54 | P.No. | Rs. | 4968
7 | P/F 2 pin 5 Amps S.P. plug, socket. (S.I.No. 222/P-33). | 22 | Nos. | @ | 80 | P.No. | Rs. | 1760
8 | P/F brass batten holder (S.I.No. 232/P-33). | 13 | Nos. | @ | 70 | P.No. | Rs. | 910
9 | P/F backlight ceiling rose with two terminals.(S.I.No. 228/P-33). | 63 | Nos. | @ | 72 | P.No. | Rs. | 4536
10 | P/F Circuit Breaker 6,10,15,20,30,40,50 & 63 Amp S.P on a prepared board as required. (S.I.No. 203/P-31). | 20 | Nos. | @ | 916 | P.No. | Rs. | 18320
11 | P/F Circuit Breaker 6,10,15,20,30,40,50 & 63 Amp D.P on a prepared board as required. (S.I.No. 204/P-31). | 2 | Nos. | @ | 2456 | P.No. | Rs. | 4912
12 | P/F Circuit Breaker 15,20,30,40,50 & 60 Amp T.P (XE-100CS- CB) on a prepared board as required. (S.I.No. 206/P-31). | 2 | Nos. | @ | 5521 | P.No. | Rs. | 11042
13 | P/F Volt Meter size 96/96 mm 500 volts as required as per instruction of E.I (S.I.No. 285/P-41) | 1 | Nos. | @ | 999 | P.No. | Rs. | 999
14 | P/F Ammeter size 96/96 mm Direct 15A,30A,50A,60A, & 100A as required as per instruction of E.I (S.I.No. 284/P-41) | 1 | Nos. | @ | 1054 | P.No. | Rs. | 1054
15 | Providing & laying (Mains or Sub-Mains) PVC insulated with PVC sheeted with single core copper conductor 300/500 volts 2-7/.064. (S.I.No. 58/P-7). | 250 | Meter. | @ | 605 | P.Met | Rs. | 151250
|  |  | Total Part "A" |  |  |  | Rs. | 441640
PART "B" NON SCHEDULE ITEMS (R/A).
1 | P/F Enegy sever superior quality i/c fixing on existing holder. | 45 | Nos. | @ | 407 | P.No. | Rs. | 18315
2 | P/F ceilling fan 56" complete in all respect as required (GFC Karachi made/pak orignal good quality. | 32 | Nos. | @ | 5262 | P.No. | Rs. | 168384
3 | P/F flush type ceiling fan dimmer imported quality as required. | 32 | Nos. | @ | 354.64 | P.No. | Rs. | 11348.48
4 | P/F Mild Steel Bar Fan Clamp 15.8mm 5/8" dia suitable for RCC Roof. | 32 | Nos. | @ | 236.94 | P.No. | Rs. | 7582.08
5 | P/F capsole light superior quality with plastic reflector i/c connection as required. | 6 | Nos. | @ | 609.84 | P.No. | Rs. | 3659.04
6 | P/F Mix metallic sheet 2,4,6,8 hole i/c frame and PVC board clip switch etc as required | 13 | Nos. | @ | 385 | P.No. | Rs. | 5005
7 | P/F Mix meteallic switch socket and bell push ets as required. | 2 | Nos. | @ | 181 | P.No. | Rs. | 362
8 | P/F A.C Power Plug complete with switch socket 3-pin etc as required. | 5 | Nos. | @ | 785.4 | Nos. | Rs. | 3927
9 | P/F (LED) Tube light 18 watt (Light Emitting Diode) classification with LED driver complete plastic covered and base etc complete. | 38 | Nos. | @ | 3500 | P.No. | Rs. | 133000
10 | P/F Panel Distribution Board Double Shutter to Accommodate circuit Breker i/c Painting. | 3 | Nos. | @ | 1950 | P.No. | Rs. | 5850
11 | S/F of pilot lamp (Neon sign) 200/240 volts fixing on a prepared i/c necessary connection as required. | 3 | Nos. | @ | 274.27 | P.No. | Rs. | 822.81
|  |  | Total Part "B" |  |  |  | Rs. | 358255.41
GENARAL ABSTRACT
| Cost of Schedule Items Part "A" | Rs.
| Cost of Non-Schedule Items Part "B" | Rs.
| Grand Total | Rs.
| Say | Rs.
CONTRACTOR
EXECUTIVE ENGINEER ELECTRICAL
EDUCATION WORKS DIVISION
HYDERABAD.

## PAKAGE-13
SCHEDULE-B
NAME OF WORK:- (Package#13) Rehabilitation / Expansion of High Priority 4560 Schools in Sindh (Non-ADP) (Electric Work) @ GBPS Rahmani Road
S.No. | DESCRIPTION OF ITEMS | Qty. |  |  | Rate | Unit |  | Amount
PART "A" SCHEDULE ITEMS
1 | Wiring for light or fan point with (3/.029) PVC insulated wire (3/4") PVC channal patti on surface as required (S.I.No. 129/P-15) | 109 | Points | @ | 910 | P/P | Rs. | 99190
2 | Wiring for Plug Point with (3/.029) PVC insulated wire in 20mm 3/4" PVC channal patti on surface as required. (S.I.No. 130/P-15). | 22 | Points | @ | 742 | P/P | Rs. | 16324
3 | Wiring for Call bell point with (3/.029) PVC insulated wire in 20mm 3/4" PVC channal patti on surface as required.(S.I.No. 130/P-15). | 2 | Points | @ | 1590 | P/P | Rs. | 3180
4 | Providing & Laying (Main or sub-mains) PVC insulated with size 2-7/0.29 copper conductor in 3/4" dia PVC condiut on surface. (S.I.No. 03/P-01). | 400 | Meter. | @ | 171 | P.Met | Rs. | 68400
5 | Providing & Laying (Main or sub-mains) PVC insulated with size 2-7/0.44 (6mm)2 copper conductor in 1"dia PVC condiut on surface. (S.I.No. 03/P-01). | 280 | Meter. | @ | 305 | P.Met | Rs. | 85400
6 | P/F AC one way S.P.5 Amps switch flush type.(S.I.No.219/P-33). | 109 | Nos. | @ | 54 | P.No. | Rs. | 5886
7 | P/F 2 pin 5 Amps S.P. plug, socket. (S.I.No. 222/P-33). | 22 | Nos. | @ | 80 | P.No. | Rs. | 1760
8 | P/F brass batten holder (S.I.No. 232/P-33). | 13 | Nos. | @ | 70 | P.No. | Rs. | 910
9 | P/F backlight ceiling rose with two terminals.(S.I.No. 228/P-33). | 63 | Nos. | @ | 72 | P.No. | Rs. | 4536
10 | P/F Circuit Breaker 6,10,15,20,30,40,50 & 63 Amp S.P on a prepared board as required. (S.I.No. 203/P-31). | 20 | Nos. | @ | 916 | P.No. | Rs. | 18320
11 | P/F Circuit Breaker 6,10,15,20,30,40,50 & 63 Amp D.P on a prepared board as required. (S.I.No. 204/P-31). | 2 | Nos. | @ | 2456 | P.No. | Rs. | 4912
12 | P/F Circuit Breaker 15,20,30,40,50 & 60 Amp T.P (XE-100CS- CB) on a prepared board as required. (S.I.No. 206/P-31). | 2 | Nos. | @ | 5521 | P.No. | Rs. | 11042
13 | P/F Volt Meter size 96/96 mm 500 volts as required as per instruction of E.I (S.I.No. 285/P-41) | 1 | Nos. | @ | 999 | P.No. | Rs. | 999
14 | P/F Ammeter size 96/96 mm Direct 15A,30A,50A,60A, & 100A as required as per instruction of E.I (S.I.No. 284/P-41) | 1 | Nos. | @ | 1054 | P.No. | Rs. | 1054
15 | Providing & laying (Mains or Sub-Mains) PVC insulated with PVC sheeted with single core copper conductor 300/500 volts 2-7/.064. (S.I.No. 58/P-7). | 400 | Meter. | @ | 605 | P.Met | Rs. | 242000
|  |  | Total Part "A" |  |  |  | Rs. | 563913
PART "B" NON SCHEDULE ITEMS (R/A).
1 | P/F Enegy sever superior quality i/c fixing on existing holder. | 60 | Nos. | @ | 407 | P.No. | Rs. | 24420
2 | P/F ceilling fan 56" complete in all respect as required (GFC Karachi made/pak orignal good quality. | 42 | Nos. | @ | 5262 | P.No. | Rs. | 221004
3 | P/F flush type ceiling fan dimmer imported quality as required. | 42 | Nos. | @ | 354.64 | P.No. | Rs. | 14894.88
4 | P/F Mild Steel Bar Fan Clamp 15.8mm 5/8" dia suitable for RCC Roof. | 42 | Nos. | @ | 236.94 | P.No. | Rs. | 9951.48
5 | P/F capsole light superior quality with plastic reflector i/c connection as required. | 6 | Nos. | @ | 609.84 | P.No. | Rs. | 3659.04
6 | P/F Mix metallic sheet 2,4,6,8 hole i/c frame and PVC board clip switch etc as required | 13 | Nos. | @ | 385 | P.No. | Rs. | 5005
7 | P/F Mix meteallic switch socket and bell push ets as required. | 2 | Nos. | @ | 181 | P.No. | Rs. | 362
8 | P/F A.C Power Plug complete with switch socket 3-pin etc as required. | 5 | Nos. | @ | 785.4 | Nos. | Rs. | 3927
9 | P/F (LED) Tube light 18 watt (Light Emitting Diode) classification with LED driver complete plastic covered and base etc complete. | 42 | Nos. | @ | 3500 | P.No. | Rs. | 147000
10 | P/F Panel Distribution Board Double Shutter to Accommodate circuit Breker i/c Painting. | 3 | Nos. | @ | 1950 | P.No. | Rs. | 5850
11 | S/F of pilot lamp (Neon sign) 200/240 volts fixing on a prepared i/c necessary connection as required. | 3 | Nos. | @ | 274.27 | P.No. | Rs. | 822.81
|  |  | Total Part "B" |  |  |  | Rs. | 436896.21
GENARAL ABSTRACT
| Cost of Schedule Items Part "A" | Rs.
| Cost of Non-Schedule Items Part "B" | Rs.
| Grand Total | Rs.
| Say | Rs.
CONTRACTOR
EXECUTIVE ENGINEER ELECTRICAL
EDUCATION WORKS DIVISION
HYDERABAD.

## pAKAGE-12
SCHEDULE-B
NAME OF WORK:- (Package#12) Rehabilitation / Expansion of High Priority 4560 Schools in Sindh (Non-ADP) (Electric Work) @ GBPS Kakkar
S.No. | DESCRIPTION OF ITEMS | Qty. |  |  | Rate | Unit |  | Amount
PART "A" SCHEDULE ITEMS
1 | Wiring for light or fan point with (3/.029) PVC insulated wire (3/4") PVC channal patti on surface as required (S.I.No. 129/P-15) | 109 | Points | @ | 910 | P/P | Rs. | 99190
2 | Wiring for Plug Point with (3/.029) PVC insulated wire in 20mm 3/4" PVC channal patti on surface as required. (S.I.No. 130/P-15). | 22 | Points | @ | 742 | P/P | Rs. | 16324
3 | Wiring for Call bell point with (3/.029) PVC insulated wire in 20mm 3/4" PVC channal patti on surface as required.(S.I.No. 130/P-15). | 2 | Points | @ | 1590 | P/P | Rs. | 3180
4 | Providing & Laying (Main or sub-mains) PVC insulated with size 2-7/0.29 copper conductor in 3/4" dia PVC condiut on surface. (S.I.No. 03/P-01). | 400 | Meter. | @ | 171 | P.Met | Rs. | 68400
5 | Providing & Laying (Main or sub-mains) PVC insulated with size 2-7/0.44 (6mm)2 copper conductor in 1"dia PVC condiut on surface. (S.I.No. 03/P-01). | 280 | Meter. | @ | 305 | P.Met | Rs. | 85400
6 | P/F AC one way S.P.5 Amps switch flush type.(S.I.No.219/P-33). | 109 | Nos. | @ | 54 | P.No. | Rs. | 5886
7 | P/F 2 pin 5 Amps S.P. plug, socket. (S.I.No. 222/P-33). | 22 | Nos. | @ | 80 | P.No. | Rs. | 1760
8 | P/F brass batten holder (S.I.No. 232/P-33). | 13 | Nos. | @ | 70 | P.No. | Rs. | 910
9 | P/F backlight ceiling rose with two terminals.(S.I.No. 228/P-33). | 63 | Nos. | @ | 72 | P.No. | Rs. | 4536
10 | P/F Circuit Breaker 6,10,15,20,30,40,50 & 63 Amp S.P on a prepared board as required. (S.I.No. 203/P-31). | 20 | Nos. | @ | 916 | P.No. | Rs. | 18320
11 | P/F Circuit Breaker 6,10,15,20,30,40,50 & 63 Amp D.P on a prepared board as required. (S.I.No. 204/P-31). | 2 | Nos. | @ | 2456 | P.No. | Rs. | 4912
12 | P/F Circuit Breaker 15,20,30,40,50 & 60 Amp T.P (XE-100CS- CB) on a prepared board as required. (S.I.No. 206/P-31). | 2 | Nos. | @ | 5521 | P.No. | Rs. | 11042
13 | P/F Volt Meter size 96/96 mm 500 volts as required as per instruction of E.I (S.I.No. 285/P-41) | 1 | Nos. | @ | 999 | P.No. | Rs. | 999
14 | P/F Ammeter size 96/96 mm Direct 15A,30A,50A,60A, & 100A as required as per instruction of E.I (S.I.No. 284/P-41) | 1 | Nos. | @ | 1054 | P.No. | Rs. | 1054
15 | Providing & laying (Mains or Sub-Mains) PVC insulated with PVC sheeted with single core copper conductor 300/500 volts 2-7/.064. (S.I.No. 58/P-7). | 400 | Meter. | @ | 605 | P.Met | Rs. | 242000
|  |  | Total Part "A" |  |  |  | Rs. | 563913
PART "B" NON SCHEDULE ITEMS (R/A).
1 | P/F Enegy sever superior quality i/c fixing on existing holder. | 60 | Nos. | @ | 407 | P.No. | Rs. | 24420
2 | P/F ceilling fan 56" complete in all respect as required (GFC Karachi made/pak orignal good quality. | 42 | Nos. | @ | 5262 | P.No. | Rs. | 221004
3 | P/F flush type ceiling fan dimmer imported quality as required. | 42 | Nos. | @ | 354.64 | P.No. | Rs. | 14894.88
4 | P/F Mild Steel Bar Fan Clamp 15.8mm 5/8" dia suitable for RCC Roof. | 42 | Nos. | @ | 236.94 | P.No. | Rs. | 9951.48
5 | P/F capsole light superior quality with plastic reflector i/c connection as required. | 6 | Nos. | @ | 609.84 | P.No. | Rs. | 3659.04
6 | P/F Mix metallic sheet 2,4,6,8 hole i/c frame and PVC board clip switch etc as required | 13 | Nos. | @ | 385 | P.No. | Rs. | 5005
7 | P/F Mix meteallic switch socket and bell push ets as required. | 2 | Nos. | @ | 181 | P.No. | Rs. | 362
8 | P/F A.C Power Plug complete with switch socket 3-pin etc as required. | 5 | Nos. | @ | 785.4 | Nos. | Rs. | 3927
9 | P/F (LED) Tube light 18 watt (Light Emitting Diode) classification with LED driver complete plastic covered and base etc complete. | 42 | Nos. | @ | 3500 | P.No. | Rs. | 147000
10 | P/F Panel Distribution Board Double Shutter to Accommodate circuit Breker i/c Painting. | 3 | Nos. | @ | 1950 | P.No. | Rs. | 5850
11 | S/F of pilot lamp (Neon sign) 200/240 volts fixing on a prepared i/c necessary connection as required. | 3 | Nos. | @ | 274.27 | P.No. | Rs. | 822.81
|  |  | Total Part "B" |  |  |  | Rs. | 436896.21
GENARAL ABSTRACT
| Cost of Schedule Items Part "A" | Rs. | 563913
| Cost of Non-Schedule Items Part "B" | Rs. | 436896.21
| Grand Total | Rs. | 1000809.21
| Say | Rs. | 1000000
CONTRACTOR
EXECUTIVE ENGINEER ELECTRICAL
EDUCATION WORKS DIVISION
HYDERABAD.

## PAKAGE11
SCHEDULE-B
NAME OF WORK:- (Package#11) Rehabilitation / Expansion of High Priority 4560 Schools in Sindh (Non-ADP) (Electric Work) @ 1. GBPS Molvi Aziz 2. GBPS Chinni 3. GBPS Shah Hassan
S.No. | DESCRIPTION OF ITEMS | Qty. |  |  | Rate | Unit |  | Amount
PART "A" SCHEDULE ITEMS
1 | Wiring for light or fan point with (3/.029) PVC insulated wire (3/4") PVC channal patti on surface as required (S.I.No. 129/P-15) | 98 | Points | @ | 910 | P/P | Rs. | 89180
2 | Wiring for Plug Point with (3/.029) PVC insulated wire in 20mm 3/4" PVC channal patti on surface as required. (S.I.No. 130/P-15). | 35 | Points | @ | 742 | P/P | Rs. | 25970
3 | Providing & Laying (Main or sub-mains) PVC insulated with size 2-7/0.29 copper conductor in 3/4" dia PVC condiut on surface. (S.I.No. 03/P-01). | 250 | Meter. | @ | 171 | P.Met | Rs. | 42750
4 | P/F AC one way S.P.5 Amps switch flush type.(S.I.No.219/P-33). | 161 | Nos. | @ | 54 | P.No. | Rs. | 8694
5 | P/F 2 pin 5 Amps S.P. plug, socket. (S.I.No. 222/P-33). | 35 | Nos. | @ | 80 | P.No. | Rs. | 2800
6 | P/F type 3 Pin 10/15 Amps S.P.Plug Socket.(S.I.No. 224/P-33). | 1 | Nos. | @ | 162 | P.No. | Rs. | 162
7 | P/F brass batten holder (S.I.No. 232/P-33). | 34 | Nos. | @ | 70 | P.No. | Rs. | 2380
8 | P/F backlight ceiling rose with two terminals.(S.I.No. 228/P-33). | 136 | Nos. | @ | 72 | P.No. | Rs. | 9792
9 | P/F Circuit Breaker 6,10,15,20,30,40,50 & 63 Amp S.P on a prepared board as required. (S.I.No. 203/P-31). | 44 | Nos. | @ | 916 | P.No. | Rs. | 40304
10 | P/F Circuit Breaker 6,10,15,20,30,40,50 & 63 Amp D.P on a prepared board as required. (S.I.No. 204/P-31). | 5 | Nos. | @ | 2456 | P.No. | Rs. | 12280
11 | P/F Circuit Breaker 15,20,30,40,50 & 60 Amp T.P (XE-100CS-CB) on a prepared board as required. (S.I.No.206/P-31) | 4 | Nos. | @ | 5521 | P.No. | Rs. | 22084
12 | P/F Ammeter size 96/96 mm direct 15A, 30A, 50A, 60A & 100A as required as per instruction of e.i (S.I.No.284/P-41) | 2 | Nos. | @ | 1054 | P.No. | Rs. | 2108
13 | Providing & laying (Mains or Sub-Mains) PVC insulated with size 2-7/052 (10mm2) copper conductor in 1 inch dia PVC conduit on surface. (S.I.No. 06/P-01). | 47 | Meter. | @ | 428 | P.Met | Rs. | 20116
14 | P/F Volt Meter size 96/96 mm 500 volts as required as per instruction of E.I (S.I.No. 285/P-41) | 3 | Nos. | @ | 999 | P.No. | Rs. | 2997
|  |  | Total Part "A" |  |  |  | Rs. | 281617
PART "B" NON SCHEDULE ITEMS
1 | P/F (LED) Tube light 18 watt (Light Emitting Diode) classification with LED driver complete plastic covered and base etc complete. | 36 | Nos. | @ | 3500 | P.No. | Rs. | 126000
2 | P/F Enegy sever superior quality as required | 41 | Nos. | @ | 407 | P.No. | Rs. | 16687
3 | P/F ceilling fan 56" complete in all respect as required (GFC Karachi made/pak orignal good quality. | 36 | Nos. | @ | 5262 | P.No. | Rs. | 189432
4 | P/F flush type ceiling fan dimmer imported quality as required LQR | 36 | Nos. | @ | 354.64 | P.No. | Rs. | 12767.04
5 | P/F Mild Steel Bar Fan Clamp 15.8mm 5/8" dia suitable for RCC Roof LQR | 36 | Nos. | @ | 236.94 | P.No. | Rs. | 8529.84
6 | P/F capsole light superior quality with plastic reflector I/c connection as required. | 18 | Nos. | @ | 609.84 | P.No. | Rs. | 10977.12
7 | P/F mix mettalic sheet 2.4.6.8 whole including frame and PVC board clip switch etc as required. (RA Approved) | 31 | Nos. | @ | 385 | P.No. | Rs. | 11935
8 | P/F Panel Distribution Board Double Shutter to Accommodate circuit Breker i/c Painting | 7 | Nos. | @ | 1950 | P.No. | Rs. | 13650
9 | P/F 1-40watts tubelight complete with 40-watts 4inch long with rod,choke, starter and patty as required. (R.A. Approved) | 4 | Nos. | @ | 802 | P.No. | Rs. | 3208
|  |  | Total Part "B" |  |  |  | Rs. | 393186
GENARAL ABSTRACT
| Cost of Schedule Items Part "A" | Rs.
| Cost of Non-Schedule Items Part "B" | Rs.
| Grand Total | Rs.
| Say | Rs.
CONTRACTOR
EXECUTIVE ENGINEER ELECTRICAL EDUCATION WORKS DIVISION
HYDERABAD.
Note on B28: Windows User:

## PAKAGE-10
SCHEDULE-B
NAME OF WORK:- (Package#10) Rehabilitation / Expansion of High Priority 4560 Schools in Sindh (Non-ADP) (Electric Work) @ 1. GBPS Johi Main 2. GBPS Jafer lund 3. GBLSS Charo
S.No. | DESCRIPTION OF ITEMS | Qty. |  |  | Rate | Unit |  | Amount
PART "A" SCHEDULE ITEMS
1 | Wiring for light or fan point with (3/.029) PVC insulated wire (3/4") PVC channal patti on surface as required (S.I.No. 129/P-15) | 154 | Points | @ | 910 | P/P | Rs. | 140140
2 | Wiring for Plug Point with (3/.029) PVC insulated wire in 20mm 3/4" PVC channal patti on surface as required. (S.I.No. 130/P-15). | 31 | Points | @ | 742 | P/P | Rs. | 23002
3 | Wiring for Call bell point with (3/.029) PVC insulated wire in 20mm 3/4" PVC channal patti on surface as required.(S.I.No. 130/P-15). | 2 | Points | @ | 1590 | P/P | Rs. | 3180
4 | Providing & Laying (Main or sub-mains) PVC insulated with size 2-7/0.29 copper conductor in 3/4" dia PVC condiut on surface. (S.I.No. 03/P-01). | 440 | Meter. | @ | 171 | P.Met | Rs. | 75240
5 | Providing & Laying (Main or sub-mains) PVC insulated with size 2-7/0.44 (6mm)2 copper conductor in 1"dia PVC condiut on surface. (S.I.No. 03/P-01). | 200 | Meter. | @ | 305 | P.Met | Rs. | 61000
6 | P/F AC one way S.P.5 Amps switch flush type.(S.I.No.219/P-33). | 154 | Nos. | @ | 54 | P.No. | Rs. | 8316
7 | P/F 2 pin 5 Amps S.P. plug, socket. (S.I.No. 222/P-33). | 31 | Nos. | @ | 80 | P.No. | Rs. | 2480
8 | P/F brass batten holder (S.I.No. 232/P-33). | 34 | Nos. | @ | 70 | P.No. | Rs. | 2380
9 | P/F backlight ceiling rose with two terminals.(S.I.No. 228/P-33). | 116 | Nos. | @ | 72 | P.No. | Rs. | 8352
10 | P/F Circuit Breaker 6,10,15,20,30,40,50 & 63 Amp S.P on a prepared board as required. (S.I.No. 203/P-31). | 30 | Nos. | @ | 916 | P.No. | Rs. | 27480
11 | P/F Circuit Breaker 6,10,15,20,30,40,50 & 63 Amp D.P on a prepared board as required. (S.I.No. 204/P-31). | 4 | Nos. | @ | 2456 | P.No. | Rs. | 9824
12 | P/F Circuit Breaker 15,20,30,40,50 & 60 Amp T.P (XE-100CS- CB) on a prepared board as required. (S.I.No. 206/P-31). | 2 | Nos. | @ | 5521 | P.No. | Rs. | 11042
13 | P/F Volt Meter size 96/96 mm 500 volts as required as per instruction of E.I (S.I.No. 285/P-41) | 3 | Nos. | @ | 999 | P.No. | Rs. | 2997
14 | P/F Ammeter size 96/96 mm Direct 15A,30A,50A,60A, & 100A as required as per instruction of E.I (S.I.No. 284/P-41) | 1 | Nos. | @ | 1054 | P.No. | Rs. | 1054
15 | P/F type 3 pin 10/15 Amps S.P. Plug Socket. (S.I.No. 224/P-33). | 3 | Nos. | @ | 162 | P.No. | Rs. | 486
16 | Providing & laying (Mains or Sub-Mains) PVC insulated with PVC sheeted with single core copper conductor 300/500 volts 2-7/.052. (S.I.No. 58/P-7). | 175 | Nos. | @ | 605 | P.No. | Rs. | 105875
17 | Providing & laying (Mains or Sub-Mains) PVC insulated with PVC sheeted with single core copper conductor 300/500 volts 2-7/.052. (S.I.No. 56/P-7). | 82 | Meter. | @ | 335 | P.Met | Rs. | 27470
|  |  | Total Part "A" |  |  |  | Rs. | 510318
PART "B" NON SCHEDULE ITEMS (R/A).
1 | P/F Enegy sever superior quality i/c fixing on existing holder. | 63 | Nos. | @ | 407 | P.No. | Rs. | 25641
2 | P/F ceilling fan 56" complete in all respect as required (GFC Karachi made/pak orignal good quality. | 45 | Nos. | @ | 5262 | P.No. | Rs. | 236790
3 | P/F flush type ceiling fan dimmer imported quality as required. | 45 | Nos. | @ | 354.64 | P.No. | Rs. | 15958.8
4 | P/F Mild Steel Bar Fan Clamp 15.8mm 5/8" dia suitable for RCC Roof. | 45 | Nos. | @ | 236.94 | P.No. | Rs. | 10662.3
5 | P/F capsole light superior quality with plastic reflector i/c connection as required. | 19 | Nos. | @ | 609.84 | P.No. | Rs. | 11586.96
6 | P/F Mix metallic sheet 2,4,6,8 hole i/c frame and PVC board clip switch etc as required | 18 | Nos. | @ | 385 | P.No. | Rs. | 6930
7 | P/F Mix meteallic switch socket and bell push ets as required. | 3 | Nos. | @ | 181 | P.No. | Rs. | 543
8 | P/F A.C Power Plug complete with switch socket 3-pin etc as required. | 5 | Nos. | @ | 785.4 | Nos. | Rs. | 3927
9 | P/F (LED) Tube light 18 watt (Light Emitting Diode) classification with LED driver complete plastic covered and base etc complete. | 11 | Nos. | @ | 3500 | P.No. | Rs. | 38500
10 | P/F Panel Distribution Board Double Shutter to Accommodate circuit Breker i/c Painting. | 5.5 | Nos. | @ | 1950 | P.No. | Rs. | 10725
| S/F of pilot lamp (Neon sign) 200/240 volts fixing on a prepared i/c necessary connection as required. | 3 | Nos. | @ | 204 | P.No. | Rs. | 612
11 | S/F of pilot lamp (Neon sign) 200/240 volts fixing on a prepared i/c necessary connection as required. | 3 | Nos. | @ | 274.27 | P.No. | Rs. | 822.81
|  |  | Total Part "B" |  |  |  | Rs. | 362698.87
GENARAL ABSTRACT
| Cost of Schedule Items Part "A" | Rs.
| Cost of Non-Schedule Items Part "B" | Rs.
| Grand Total | Rs.
| Say | Rs.
CONTRACTOR
EXECUTIVE ENGINEER ELECTRICAL
EDUCATION WORKS DIVISION
HYDERABAD.

## PAKAGE-9
SCHEDULE-B
NAME OF WORK:- (Package#08) Rehabilitation / Expansion of High Priority 4560 Schools in Sindh (Non-ADP) (Electric Work) @ 1. GBLSS Pipri 2. GBPS Maki Masjid 3. Ustad Bukhari
S.No. | DESCRIPTION OF ITEMS | Qty. |  |  | Rate | Unit |  | Amount
PART "A" SCHEDULE ITEMS
1 | Wiring for light or fan point with (3/.029) PVC insulated wire (3/4") PVC channal patti on surface as required (S.I.No. 129/P-15) | 156 | Points | @ | 910 | P/P | Rs. | 141960
2 | Wiring for Plug Point with (3/.029) PVC insulated wire in 20mm 3/4" PVC channal patti on surface as required. (S.I.No. 130/P-15). | 27 | Points | @ | 742 | P/P | Rs. | 20034
3 | Wiring for Call Bell point with (3/.029) PVC insulated wire in 20mm 3/4 inch PVC channal patti on surface as required (S.I.no.130/p-15) | 2 | Points | @ | 1590 | P/P |  | 3180
4 | Providing & Laying (Main or sub-mains) PVC insulated with size 2-7/0.29 copper conductor in 3/4" dia PVC condiut on surface. (S.I.No. 03/P-01). | 380 | Meter. | @ | 171 | P.Met | Rs. | 64980
5 | Providing & Laying (Main or sub-mains) PVC insulated with size 2-7/0.44 (6mm)2 copper conductor in 1"dia PVC condiut on surface. (S.I.No. 03/P-01). | 100 | Meter. | @ | 305 | P.Met | Rs. | 30500
6 | P/F AC one way S.P.5 Amps switch flush type.(S.I.No.219/P-33). | 156 | Nos. | @ | 54 | P.No. | Rs. | 8424
7 | P/F 2 pin 5 Amps S.P. plug, socket. (S.I.No. 222/P-33). | 27 | Nos. | @ | 80 | P.No. | Rs. | 2160
8 | P/F brass batten holder (S.I.No. 232/P-33). | 39 | Nos. | @ | 70 | P.No. | Rs. | 2730
9 | P/F backlight ceiling rose with two terminals.(S.I.No. 228/P-33). | 149 | Nos. | @ | 72 | P.No. | Rs. | 10728
10 | P/F Circuit Breaker 6,10,15,20,30,40,50 & 63 Amp S.P on a prepared board as required. (S.I.No. 203/P-31). | 32 | Nos. | @ | 916 | P.No. | Rs. | 29312
11 | P/F Circuit Breaker 15,20,30,40,50 & 60 Amp T.P (XE-100CS-CB) on a prepared board as required. (S.I.No. 206/P-31) | 2 | Nos. | @ | 5521 | P.No. | Rs. | 11042
12 | P/F Circuit Breaker 6,10,15,20,30,40,50 & 63 Amp D.P on a prepared board as required. (S.I.No. 204/P-31). | 4 | Nos. | @ | 2456 | P.No. | Rs. | 9824
13 | P/F Volt Meter size 96/96 mm 500 volts as required as per instruction of E.I (S.I.No. 285/P-41) | 3 | Nos. | @ | 999 | P.No. | Rs. | 2997
15 | P/F type 3 pin 10/15 Amps S.P.Plug Socket (S.I.No.224/p-33). | 4 | Nos. | @ | 162 | P.No. | Rs. | 648
16 | Providing & laying (Mains or Sub-Mains) PVC insulated with PVC sheeted with single core copper conductor 300/500 volts 2-7/.052. (S.I.No. 56/P-7). | 314 | Meter. | @ | 335 | P.Met | Rs. | 105190
|  |  | Total Part "A" |  |  |  | Rs. | 443709
PART "B" NON SCHEDULE ITEMS (R/A).
1 | P/F Enegy sever superior quality i/c fixing on existing holder. | 43 | Nos. | @ | 407 | P.No. | Rs. | 17501
2 | P/F ceilling fan 56" complete in all respect as required (GFC Karachi made/pak orignal good quality. | 40 | Nos. | @ | 5262 | P.No. | Rs. | 210480
3 | P/F flush type ceiling fan dimmer imported quality as required. | 40 | Nos. | @ | 354.64 | P.No. | Rs. | 14185.6
4 | P/F Mild Steel Bar Fan Clamp 15.8mm 5/8" dia suitable for RCC Roof. | 40 | Nos. | @ | 236.94 | P.No. | Rs. | 9477.6
5 | P/F capsole light superior quality with plastic reflector i/c connection as required. | 20 | Nos. | @ | 609.84 | P.No. | Rs. | 12196.8
6 | P/F Mix metallic sheet 2,4,6,8 hole i/c frame and PVC board clip switch etc as required | 13 | Nos. | @ | 385 | P.No. | Rs. | 5005
7 | P/F Mix meteallic switch socket and bell push ets as required. | 2 | Nos. | @ | 181 | P.No. | Rs. | 362
9 | P/F (LED) Tube light 18 watt (Light Emitting Diode) classification with LED driver complete plastic covered and base etc complete. | 49 | Nos. | @ | 3500 | P.No. | Rs. | 171500
10 | P/F Panel Distribution Board Double Shutter to Accommodate circuit Breker i/c Painting. | 5 | Nos. | @ | 1950 | P.No. | Rs. | 9750
11 | S/F of pilot lamp (Neon sign) 200/240 volts fixing on a prepared i/c necessary connection as required. | 3 | Nos. | @ | 274.27 | P.No. | Rs. | 822.81
12 | S/F of pilot lamp (Neon sign) 200/240 volts fixing on a prepared i/c necessary connection as required. | 6 | Nos. | @ | 204 | P.No. | Rs. | 1224
13 | P/F A.C Power plug complete with switch socket 3-pin etc as required. | 5 | Nos. | @ | 785.4 | P.No. | Rs. | 3927
|  |  | Total Part "B" |  |  |  | Rs. | 456431.81
GENARAL ABSTRACT
| Cost of Schedule Items Part "A" | Rs.
| Cost of Non-Schedule Items Part "B" | Rs.
| Grand Total | Rs.
| Say | Rs.
CONTRACTOR
EXECUTIVE ENGINEER ELECTRICAL
EDUCATION WORKS DIVISION
HYDERABAD.

## PACKAGE-8
SCHEDULE-B
NAME OF WORK:- (Package#08) Rehabilitation / Expansion of High Priority 4560 Schools in Sindh (Non-ADP) (Electric Work) @ GBPS Patt Main
S.No. | DESCRIPTION OF ITEMS | Qty. |  |  | Rate | Unit |  | Amount
PART "A" SCHEDULE ITEMS
1 | Wiring for light or fan point with (3/.029) PVC insulated wire (3/4") PVC channal patti on surface as required (S.I.No. 129/P-15) | 109 | Points | @ | 910 | P/P | Rs. | 99190
2 | Wiring for Plug Point with (3/.029) PVC insulated wire in 20mm 3/4" PVC channal patti on surface as required. (S.I.No. 130/P-15). | 22 | Points | @ | 742 | P/P | Rs. | 16324
3 | Wiring for Call bell point with (3/.029) PVC insulated wire in 20mm 3/4" PVC channal patti on surface as required.(S.I.No. 130/P-15). | 2 | Points | @ | 1590 | P/P | Rs. | 3180
4 | Providing & Laying (Main or sub-mains) PVC insulated with size 2-7/0.29 copper conductor in 3/4" dia PVC condiut on surface. (S.I.No. 03/P-01). | 400 | Meter. | @ | 171 | P.Met | Rs. | 68400
5 | Providing & Laying (Main or sub-mains) PVC insulated with size 2-7/0.44 (6mm)2 copper conductor in 1"dia PVC condiut on surface. (S.I.No. 03/P-01). | 280 | Meter. | @ | 305 | P.Met | Rs. | 85400
6 | P/F AC one way S.P.5 Amps switch flush type.(S.I.No.219/P-33). | 109 | Nos. | @ | 54 | P.No. | Rs. | 5886
7 | P/F 2 pin 5 Amps S.P. plug, socket. (S.I.No. 222/P-33). | 22 | Nos. | @ | 80 | P.No. | Rs. | 1760
8 | P/F brass batten holder (S.I.No. 232/P-33). | 13 | Nos. | @ | 70 | P.No. | Rs. | 910
9 | P/F backlight ceiling rose with two terminals.(S.I.No. 228/P-33). | 63 | Nos. | @ | 72 | P.No. | Rs. | 4536
10 | P/F Circuit Breaker 6,10,15,20,30,40,50 & 63 Amp S.P on a prepared board as required. (S.I.No. 203/P-31). | 20 | Nos. | @ | 916 | P.No. | Rs. | 18320
11 | P/F Circuit Breaker 6,10,15,20,30,40,50 & 63 Amp D.P on a prepared board as required. (S.I.No. 204/P-31). | 2 | Nos. | @ | 2456 | P.No. | Rs. | 4912
12 | P/F Circuit Breaker 15,20,30,40,50 & 60 Amp T.P (XE-100CS- CB) on a prepared board as required. (S.I.No. 206/P-31). | 2 | Nos. | @ | 5521 | P.No. | Rs. | 11042
13 | P/F Volt Meter size 96/96 mm 500 volts as required as per instruction of E.I (S.I.No. 285/P-41) | 1 | Nos. | @ | 999 | P.No. | Rs. | 999
14 | P/F Ammeter size 96/96 mm Direct 15A,30A,50A,60A, & 100A as required as per instruction of E.I (S.I.No. 284/P-41) | 1 | Nos. | @ | 1054 | P.No. | Rs. | 1054
15 | Providing & laying (Mains or Sub-Mains) PVC insulated with PVC sheeted with single core copper conductor 300/500 volts 2-7/.064. (S.I.No. 58/P-7). | 400 | Meter. | @ | 605 | P.Met | Rs. | 242000
|  |  | Total Part "A" |  |  |  | Rs. | 563913
PART "B" NON SCHEDULE ITEMS (R/A).
1 | P/F Enegy sever superior quality i/c fixing on existing holder. | 60 | Nos. | @ | 407 | P.No. | Rs. | 24420
2 | P/F ceilling fan 56" complete in all respect as required (GFC Karachi made/pak orignal good quality. | 42 | Nos. | @ | 5262 | P.No. | Rs. | 221004
3 | P/F flush type ceiling fan dimmer imported quality as required. | 42 | Nos. | @ | 354.64 | P.No. | Rs. | 14894.88
4 | P/F Mild Steel Bar Fan Clamp 15.8mm 5/8" dia suitable for RCC Roof. | 42 | Nos. | @ | 236.94 | P.No. | Rs. | 9951.48
5 | P/F capsole light superior quality with plastic reflector i/c connection as required. | 6 | Nos. | @ | 609.84 | P.No. | Rs. | 3659.04
6 | P/F Mix metallic sheet 2,4,6,8 hole i/c frame and PVC board clip switch etc as required | 13 | Nos. | @ | 385 | P.No. | Rs. | 5005
7 | P/F Mix meteallic switch socket and bell push ets as required. | 2 | Nos. | @ | 181 | P.No. | Rs. | 362
8 | P/F A.C Power Plug complete with switch socket 3-pin etc as required. | 5 | Nos. | @ | 785.4 | Nos. | Rs. | 3927
9 | P/F (LED) Tube light 18 watt (Light Emitting Diode) classification with LED driver complete plastic covered and base etc complete. | 42 | Nos. | @ | 3500 | P.No. | Rs. | 147000
10 | P/F Panel Distribution Board Double Shutter to Accommodate circuit Breker i/c Painting. | 3 | Nos. | @ | 1950 | P.No. | Rs. | 5850
11 | S/F of pilot lamp (Neon sign) 200/240 volts fixing on a prepared i/c necessary connection as required. | 3 | Nos. | @ | 274.27 | P.No. | Rs. | 822.81
|  |  | Total Part "B" |  |  |  | Rs. | 436896.21
GENARAL ABSTRACT
| Cost of Schedule Items Part "A" | Rs.
| Cost of Non-Schedule Items Part "B" | Rs.
| Grand Total | Rs.
| Say | Rs.
CONTRACTOR
EXECUTIVE ENGINEER ELECTRICAL
EDUCATION WORKS DIVISION
HYDERABAD.

## PAKAGE-7
SCHEDULE-B
NAME OF WORK:- (Package#07) Rehabilitation / Expansion of High Priority 4560 Schools in Sindh (Non-ADP) (Electric Work) @ 1. GGPS Kamaluddin Bhutto Kanhari 2. GBPS Jumo chahwan 3. GBPS Pir Bux Solangi
S.No. | DESCRIPTION OF ITEMS | Qty. |  |  | Rate | Unit |  | Amount
PART "A" SCHEDULE ITEMS
1 | Wiring for light or fan point with (3/.029) PVC insulated wire (3/4") PVC channal patti on surface as required (S.I.No. 129/P-15) | 151 | Points | @ | 910 | P/P | Rs. | 137410
2 | Wiring for Plug Point with (3/.029) PVC insulated wire in 20mm 3/4" PVC channal patti on surface as required. (S.I.No. 130/P-15). | 24 | Points | @ | 742 | P/P | Rs. | 17808
4 | Providing & Laying (Main or sub-mains) PVC insulated with size 2-7/0.29 copper conductor in 3/4" dia PVC condiut on surface. (S.I.No. 03/P-01). | 380 | Meter. | @ | 171 | P.Met | Rs. | 64980
6 | P/F AC one way S.P.5 Amps switch flush type.(S.I.No.219/P-33). | 151 | Nos. | @ | 54 | P.No. | Rs. | 8154
7 | P/F 2 pin 5 Amps S.P. plug, socket. (S.I.No. 222/P-33). | 24 | Nos. | @ | 80 | P.No. | Rs. | 1920
8 | P/F brass batten holder (S.I.No. 232/P-33). | 39 | Nos. | @ | 70 | P.No. | Rs. | 2730
9 | P/F backlight ceiling rose with two terminals.(S.I.No. 228/P-33). | 129 | Nos. | @ | 72 | P.No. | Rs. | 9288
10 | P/F Circuit Breaker 6,10,15,20,30,40,50 & 63 Amp S.P on a prepared board as required. (S.I.No. 203/P-31). | 20 | Nos. | @ | 916 | P.No. | Rs. | 18320
12 | P/F Circuit Breaker 6,10,15,20,30,40,50 & 63 Amp D.P on a prepared board as required. (S.I.No. 204/P-31). | 3 | Nos. | @ | 2456 | P.No. | Rs. | 7368
13 | P/F Volt Meter size 96/96 mm 500 volts as required as per instruction of E.I (S.I.No. 285/P-41) | 3 | Nos. | @ | 999 | P.No. | Rs. | 2997
15 | P/F type 3 pin 10/15 Amps S.P.Plug Socket (S.I.No.224/p-33). | 5 | Nos. | @ | 162 | P.No. | Rs. | 810
16 | Providing & laying (Mains or Sub-Mains) PVC insulated with PVC sheeted with single core copper conductor 300/500 volts 2-7/.052. (S.I.No. 56/P-7). | 358 | Meter. | @ | 335 | P.Met | Rs. | 119930
|  |  | Total Part "A" |  |  |  | Rs. | 391715
PART "B" NON SCHEDULE ITEMS (R/A).
1 | P/F Enegy sever superior quality i/c fixing on existing holder. | 43 | Nos. | @ | 407 | P.No. | Rs. | 17501
2 | P/F ceilling fan 56" complete in all respect as required (GFC Karachi made/pak orignal good quality. | 31 | Nos. | @ | 5262 | P.No. | Rs. | 163122
3 | P/F flush type ceiling fan dimmer imported quality as required. | 31 | Nos. | @ | 354.64 | P.No. | Rs. | 10993.84
4 | P/F Mild Steel Bar Fan Clamp 15.8mm 5/8" dia suitable for RCC Roof. | 31 | Nos. | @ | 236.94 | P.No. | Rs. | 7345.14
5 | P/F capsole light superior quality with plastic reflector i/c connection as required. | 21 | Nos. | @ | 609.84 | P.No. | Rs. | 12806.64
9 | P/F (LED) Tube light 18 watt (Light Emitting Diode) classification with LED driver complete plastic covered and base etc complete. | 42 | Nos. | @ | 3500 | P.No. | Rs. | 147000
10 | P/F Panel Distribution Board Double Shutter to Accommodate circuit Breker i/c Painting. | 4.5 | Nos. | @ | 1950 | P.No. | Rs. | 8775
12 | S/F of pilot lamp (Neon sign) 200/240 volts fixing on a prepared i/c necessary connection as required. | 9 | Nos. | @ | 204 | P.No. | Rs. | 1836
|  |  | Total Part "B" |  |  |  | Rs. | 369379.62
GENARAL ABSTRACT
| Cost of Schedule Items Part "A" | Rs.
| Cost of Non-Schedule Items Part "B" | Rs.
| Grand Total | Rs.
| Say | Rs.
CONTRACTOR
EXECUTIVE ENGINEER ELECTRICAL
EDUCATION WORKS DIVISION
HYDERABAD.

## PAKAGE-6
E S T I M A T E
NAME OF WORK:- (Package#06) Rehabilitation / Expansion of High Priority 4560 Schools in Sindh (Non-ADP) (Electric Work) @ 1. GBPS Housing Society 2. GBPS Ahmed Khan Jatoi 3. GBPS Syed Shafi Mohammad 4. GBPS Samtani
S.No. | DESCRIPTION OF ITEMS | Qty. |  |  | Rate | Unit |  | Amount
PART "A" SCHEDULE ITEMS
1 | Wiring for light or fan point with (3/.029) PVC insulated wire (3/4") PVC channal patti on surface as required (S.I.No. 129/P-15) | 151 | Points | @ | 910 | P/P | Rs. | 137410
2 | Wiring for Plug Point with (3/.029) PVC insulated wire in 20mm 3/4" PVC channal patti on surface as required. (S.I.No. 130/P-15). | 24 | Points | @ | 742 | P/P | Rs. | 17808
4 | Providing & Laying (Main or sub-mains) PVC insulated with size 2-7/0.29 copper conductor in 3/4" dia PVC condiut on surface. (S.I.No. 03/P-01). | 380 | Meter. | @ | 171 | P.Met | Rs. | 64980
6 | P/F AC one way S.P.5 Amps switch flush type.(S.I.No.219/P-33). | 151 | Nos. | @ | 54 | P.No. | Rs. | 8154
7 | P/F 2 pin 5 Amps S.P. plug, socket. (S.I.No. 222/P-33). | 24 | Nos. | @ | 80 | P.No. | Rs. | 1920
8 | P/F brass batten holder (S.I.No. 232/P-33). | 39 | Nos. | @ | 70 | P.No. | Rs. | 2730
9 | P/F backlight ceiling rose with two terminals.(S.I.No. 228/P-33). | 129 | Nos. | @ | 72 | P.No. | Rs. | 9288
10 | P/F Circuit Breaker 6,10,15,20,30,40,50 & 63 Amp S.P on a prepared board as required. (S.I.No. 203/P-31). | 20 | Nos. | @ | 916 | P.No. | Rs. | 18320
12 | P/F Circuit Breaker 6,10,15,20,30,40,50 & 63 Amp D.P on a prepared board as required. (S.I.No. 204/P-31). | 3 | Nos. | @ | 2456 | P.No. | Rs. | 7368
13 | P/F Volt Meter size 96/96 mm 500 volts as required as per instruction of E.I (S.I.No. 285/P-41) | 3 | Nos. | @ | 999 | P.No. | Rs. | 2997
15 | P/F type 3 pin 10/15 Amps S.P.Plug Socket (S.I.No.224/p-33). | 5 | Nos. | @ | 162 | P.No. | Rs. | 810
16 | Providing & laying (Mains or Sub-Mains) PVC insulated with PVC sheeted with single core copper conductor 300/500 volts 2-7/.052. (S.I.No. 56/P-7). | 355 | Meter. | @ | 335 | P.Met | Rs. | 118925
|  |  | Total Part "A" |  |  |  | Rs. | 390710
PART "B" NON SCHEDULE ITEMS (R/A).
1 | P/F Enegy sever superior quality i/c fixing on existing holder. | 43 | Nos. | @ | 407 | P.No. | Rs. | 17501
2 | P/F ceilling fan 56" complete in all respect as required (GFC Karachi made/pak orignal good quality. | 31 | Nos. | @ | 5262 | P.No. | Rs. | 163122
3 | P/F flush type ceiling fan dimmer imported quality as required. | 31 | Nos. | @ | 354.64 | P.No. | Rs. | 10993.84
4 | P/F Mild Steel Bar Fan Clamp 15.8mm 5/8" dia suitable for RCC Roof. | 31 | Nos. | @ | 236.94 | P.No. | Rs. | 7345.14
5 | P/F capsole light superior quality with plastic reflector i/c connection as required. | 21 | Nos. | @ | 609.84 | P.No. | Rs. | 12806.64
9 | P/F (LED) Tube light 18 watt (Light Emitting Diode) classification with LED driver complete plastic covered and base etc complete. | 42 | Nos. | @ | 3500 | P.No. | Rs. | 147000
10 | P/F Panel Distribution Board Double Shutter to Accommodate circuit Breker i/c Painting. | 4.5 | Nos. | @ | 1950 | P.No. | Rs. | 8775
12 | S/F of pilot lamp (Neon sign) 200/240 volts fixing on a prepared i/c necessary connection as required. | 9 | Nos. | @ | 204 | P.No. | Rs. | 1836
|  |  | Total Part "B" |  |  |  | Rs. | 369379.62
GENARAL ABSTRACT
| Cost of Schedule Items Part "A" | Rs.
| Cost of Non-Schedule Items Part "B" | Rs.
| Grand Total | Rs.
| Say | Rs.
CONTRACTOR
EXECUTIVE ENGINEER ELECTRICALEDUCATION WORKS
DIVISION HYDERABAD.

## PAKAGE-5
SCHEDULE-B
NAME OF WORK:- (Package#05) Rehabilitation / Expansion of High Priority 4560 Schools in Sindh (Non-ADP) (Electric Work) @ 1. GBPS Railway Shade 2. GBPS Soof Lund 3. GGPS Kumbhar Muhalla 4. GGPS Housing Society
S.No. | DESCRIPTION OF ITEMS | Qty. |  |  | Rate | Unit |  | Amount
PART "A" SCHEDULE ITEMS
1 | Wiring for light or fan point with (3/.029) PVC insulated wire (3/4") PVC channal patti on surface as required (S.I.No. 129/P-15) | 206 | Points | @ | 910 | P/P | Rs. | 187460
2 | Wiring for Plug Point with (3/.029) PVC insulated wire in 20mm 3/4" PVC channal patti on surface as required. (S.I.No. 130/P-15). | 41 | Points | @ | 742 | P/P | Rs. | 30422
4 | Providing & Laying (Main or sub-mains) PVC insulated with size 2-7/0.29 copper conductor in 3/4" dia PVC condiut on surface. (S.I.No. 03/P-01). | 610 | Meter. | @ | 171 | P.Met | Rs. | 104310
5 | Providing & Laying (Main or sub-mains) PVC insulated with size 2-7/0.44 (6mm)2 copper conductor in 1"dia PVC condiut on surface. (S.I.No. 03/P-01). | 50 | Meter. | @ | 305 | P.Met | Rs. | 15250
6 | P/F AC one way S.P.5 Amps switch flush type.(S.I.No.219/P-33). | 206 | Nos. | @ | 54 | P.No. | Rs. | 11124
7 | P/F 2 pin 5 Amps S.P. plug, socket. (S.I.No. 222/P-33). | 41 | Nos. | @ | 80 | P.No. | Rs. | 3280
8 | P/F brass batten holder (S.I.No. 232/P-33). | 47 | Nos. | @ | 70 | P.No. | Rs. | 3290
9 | P/F backlight ceiling rose with two terminals.(S.I.No. 228/P-33). | 139 | Nos. | @ | 72 | P.No. | Rs. | 10008
10 | P/F Circuit Breaker 6,10,15,20,30,40,50 & 63 Amp S.P on a prepared board as required. (S.I.No. 203/P-31). | 28 | Nos. | @ | 916 | P.No. | Rs. | 25648
11 | P/F Circuit Breaker 6,10,15,20,30,40,50 & 63 Amp D.P on a prepared board as required. (S.I.No. 204/P-31). | 4 | Nos. | @ | 2456 | P.No. | Rs. | 9824
13 | P/F Volt Meter size 96/96 mm 500 volts as required as per instruction of E.I (S.I.No. 285/P-41) | 4 | Nos. | @ | 999 | P.No. | Rs. | 3996
14 | Providing & laying (Mains or Sub-Mains) PVC insulated with size 2-7/052 (10 mm 2) copper conductor in 1inch dia PVC conduite on surface. (S.I.No. 06/P-01). | 100 | Nos. | @ | 428 | P.No. | Rs. | 42800
16 | P/F type 3 pin 10/15 Amps S.P.Plug Socket (S.I.No.224/p-33). | 7 | Nos. | @ | 162 | P.No. | Rs. | 1134
17 | Providing & laying (Mains or Sub-Mains) PVC insulated with PVC sheeted with single core copper conductor 300/500 volts 2-7/.052. (S.I.No. 56/P-7). | 392 | Meter. | @ | 335 | P.Met | Rs. | 131320
|  |  | Total Part "A" |  |  |  | Rs. | 579866
PART "B" NON SCHEDULE ITEMS (R/A).
1 | P/F Enegy sever superior quality i/c fixing on existing holder. | 70 | Nos. | @ | 407 | P.No. | Rs. | 28490
2 | P/F ceilling fan 56" complete in all respect as required (GFC Karachi made/pak orignal good quality. | 42 | Nos. | @ | 5262 | P.No. | Rs. | 221004
3 | P/F flush type ceiling fan dimmer imported quality as required. | 42 | Nos. | @ | 354.64 | P.No. | Rs. | 14894.88
4 | P/F Mild Steel Bar Fan Clamp 15.8mm 5/8" dia suitable for RCC Roof. | 42 | Nos. | @ | 236.94 | P.No. | Rs. | 9951.48
5 | P/F capsole light superior quality with plastic reflector i/c connection as required. | 26 | Nos. | @ | 609.84 | P.No. | Rs. | 15855.84
6 | P/F Mix metallic sheet 2,4,6,8 hole i/c frame and PVC board clip switch etc as required | 5 | Nos. | @ | 385 | P.No. | Rs. | 1925
7 | P/F Mix meteallic switch socket and bell push ets as required. | 1 | Nos. | @ | 181 | P.No. | Rs. | 181
9 | P/F (LED) Tube light 18 watt (Light Emitting Diode) classification with LED driver complete plastic covered and base etc complete. | 36 | Nos. | @ | 3500 | P.No. | Rs. | 126000
10 | P/F Panel Distribution Board Double Shutter to Accommodate circuit Breker i/c Painting. | 7 | Nos. | @ | 1950 | P.No. | Rs. | 13650
11 | S/F of pilot lamp (Neon sign) 200/240 volts fixing on a prepared i/c necessary connection as required. | 9 | Nos. | @ | 204 | P.No. | Rs. | 1836
12 | P/F 1-40watts tubelight complete with 40-watts 4 inch long with rod, Choke, Starter and patty as required. (R.A.Approved) | 4 | Nos. | @ | 802 | P.No. | Rs. | 3208
|  |  | Total Part "B" |  |  |  | Rs. | 436996.2
GENARAL ABSTRACT
| Cost of Schedule Items Part "A" | Rs.
| Cost of Non-Schedule Items Part "B" | Rs.
| Grand Total | Rs.
| Say | Rs.
CONTRACTOR
EXECUTIVE ENGINEER ELECTRICAL
EDUCATION WORKS DIVISION
HYDERABAD.

## PACKAGE-4
SCHEDULE-B
NAME OF WORK:- (Package#04) Rehabilitation / Expansion of High Priority 4560 Schools in Sindh (Non-ADP) (Electric Work) @ 1. GBPS Piaro Khan Arain 2. GBPS Channo Shahabad 3. Muslim channo 4. GGPS Islam-U-Din
S.No. | DESCRIPTION OF ITEMS | Qty. |  |  | Rate | Unit |  | Amount
PART "A" SCHEDULE ITEMS
1 | Wiring for light or fan point with (3/.029) PVC insulated wire (3/4") PVC channal patti on surface as required (S.I.No. 129/P-15) | 185 | Points | @ | 910 | P/P | Rs. | 168350
2 | Wiring for Plug Point with (3/.029) PVC insulated wire in 20mm 3/4" PVC channal patti on surface as required. (S.I.No. 130/P-15). | 39 | Points | @ | 742 | P/P | Rs. | 28938
3 | Wiring for Call bell point with (3/.029) PVC insulated wire in 20mm 3/4" PVC channal patti on surface as required.(S.I.No. 130/P-15). | 2 | Points | @ | 1590 | P/P | Rs. | 3180
4 | Providing & Laying (Main or sub-mains) PVC insulated with size 2-7/0.29 copper conductor in 3/4" dia PVC condiut on surface. (S.I.No. 03/P-01). | 480 | Meter. | @ | 171 | P.Met | Rs. | 82080
5 | Providing & Laying (Main or sub-mains) PVC insulated with size 2-7/0.44 (6mm)2 copper conductor in 1"dia PVC condiut on surface. (S.I.No. 03/P-01). | 50 | Meter. | @ | 305 | P.Met | Rs. | 15250
6 | P/F AC one way S.P.5 Amps switch flush type.(S.I.No.219/P-33). | 185 | Nos. | @ | 54 | P.No. | Rs. | 9990
7 | P/F 2 pin 5 Amps S.P. plug, socket. (S.I.No. 222/P-33). | 39 | Nos. | @ | 80 | P.No. | Rs. | 3120
8 | P/F brass batten holder (S.I.No. 232/P-33). | 52 | Nos. | @ | 70 | P.No. | Rs. | 3640
9 | P/F backlight ceiling rose with two terminals.(S.I.No. 228/P-33). | 192 | Nos. | @ | 72 | P.No. | Rs. | 13824
10 | P/F Circuit Breaker 6,10,15,20,30,40,50 & 63 Amp S.P on a prepared board as required. (S.I.No. 203/P-31). | 40 | Nos. | @ | 916 | P.No. | Rs. | 36640
11 | P/F Circuit Breaker 6,10,15,20,30,40,50 & 63 Amp D.P on a prepared board as required. (S.I.No. 204/P-31). | 5 | Nos. | @ | 2456 | P.No. | Rs. | 12280
12 | P/F Circuit Breaker 15,20,30,40,50 & 60 Amp T.P (XE-100CS- CB) on a prepared board as required. (S.I.No. 206/P-31). | 2 | Nos. | @ | 5521 | P.No. | Rs. | 11042
13 | P/F Volt Meter size 96/96 mm 500 volts as required as per instruction of E.I (S.I.No. 285/P-41) | 4 | Nos. | @ | 999 | P.No. | Rs. | 3996
14 | P/F Ammeter size 96/96 mm Direct 15A,30A,50A,60A, & 100A as required as per instruction of E.I (S.I.No. 284/P-41) | 1 | Nos. | @ | 1054 | P.No. | Rs. | 1054
16 | P/F type 3 pin 10/15 Amps S.P.Plug Socket (S.I.No.224/p-33). | 6 | Nos. | @ | 162 | P.No. | Rs. | 972
17 | Providing & laying (Mains or Sub-Mains) PVC insulated with PVC sheeted with single core copper conductor 300/500 volts 2-7/.052. (S.I.No. 56/P-7). | 176 | Meter. | @ | 335 | P.Met | Rs. | 58960
|  |  | Total Part "A" |  |  |  | Rs. | 453316
PART "B" NON SCHEDULE ITEMS (R/A).
1 | P/F Enegy sever superior quality i/c fixing on existing holder. | 60 | Nos. | @ | 407 | P.No. | Rs. | 24420
2 | P/F ceilling fan 56" complete in all respect as required (GFC Karachi made/pak orignal good quality. | 42 | Nos. | @ | 5262 | P.No. | Rs. | 221004
3 | P/F flush type ceiling fan dimmer imported quality as required. | 42 | Nos. | @ | 354.64 | P.No. | Rs. | 14894.88
4 | P/F Mild Steel Bar Fan Clamp 15.8mm 5/8" dia suitable for RCC Roof. | 42 | Nos. | @ | 236.94 | P.No. | Rs. | 9951.48
5 | P/F capsole light superior quality with plastic reflector i/c connection as required. | 27 | Nos. | @ | 609.84 | P.No. | Rs. | 16465.68
6 | P/F Mix metallic sheet 2,4,6,8 hole i/c frame and PVC board clip switch etc as required | 13 | Nos. | @ | 385 | P.No. | Rs. | 5005
7 | P/F Mix meteallic switch socket and bell push ets as required. | 2 | Nos. | @ | 181 | P.No. | Rs. | 362
8 | P/F A.C Power Plug complete with switch socket 3-pin etc as required. | 4 | Nos. | @ | 785.4 | Nos. | Rs. | 3141.6
9 | P/F (LED) Tube light 18 watt (Light Emitting Diode) classification with LED driver complete plastic covered and base etc complete. | 45 | Nos. | @ | 3500 | P.No. | Rs. | 157500
10 | P/F Panel Distribution Board Double Shutter to Accommodate circuit Breker i/c Painting. | 7.5 | Nos. | @ | 1950 | P.No. | Rs. | 14625
11 | S/F of pilot lamp (Neon sign) 200/240 volts fixing on a prepared i/c necessary connection as required. | 9 | Nos. | @ | 204 | P.No. | Rs. | 1836
12 | S/F of pilot lamp (Neon sign) 200/240 volts fixing on a prepared i/c necessary connection as required. | 3 | Nos. | @ | 274.27 | P.No. | Rs. | 822.81
|  |  | Total Part "B" |  |  |  | Rs. | 470028.45
GENARAL ABSTRACT
| Cost of Schedule Items Part "A" | Rs.
| Cost of Non-Schedule Items Part "B" | Rs.
| Grand Total | Rs.
| Say | Rs.
CONTRACTOR
EXECUTIVE ENGINEER ELECTRICAL
EDUCATION WORKS DIVISION
HYDERABAD.

## PAKAGE-3
SCHEDULE-B
NAME OF WORK:- (Package#03) Rehabilitation / Expansion of High Priority 4560 Schools in Sindh (Non-ADP) (Electric Work) @ 1. GBPS Sita Nandhi 2. GBPS Sita Village
S.No. | DESCRIPTION OF ITEMS | Qty. |  |  | Rate | Unit |  | Amount
PART "A" SCHEDULE ITEMS
1 | Wiring for light or fan point with (3/.029) PVC insulated wire (3/4") PVC channal patti on surface as required (S.I.No. 129/P-15) | 155 | Points | @ | 910 | P/P | Rs. | 141050
2 | Wiring for Plug Point with (3/.029) PVC insulated wire in 20mm 3/4" PVC channal patti on surface as required. (S.I.No. 130/P-15). | 32 | Points | @ | 742 | P/P | Rs. | 23744
3 | Wiring for Call bell point with (3/.029) PVC insulated wire in 20mm 3/4" PVC channal patti on surface as required.(S.I.No. 130/P-15). | 2 | Points | @ | 1590 | P/P | Rs. | 3180
4 | Providing & Laying (Main or sub-mains) PVC insulated with size 2-7/0.29 copper conductor in 3/4" dia PVC condiut on surface. (S.I.No. 03/P-01). | 450 | Meter. | @ | 171 | P.Met | Rs. | 76950
5 | Providing & Laying (Main or sub-mains) PVC insulated with size 2-7/0.44 (6mm)2 copper conductor in 1"dia PVC condiut on surface. (S.I.No. 03/P-01). | 200 | Meter. | @ | 305 | P.Met | Rs. | 61000
6 | P/F AC one way S.P.5 Amps switch flush type.(S.I.No.219/P-33). | 155 | Nos. | @ | 54 | P.No. | Rs. | 8370
7 | P/F 2 pin 5 Amps S.P. plug, socket. (S.I.No. 222/P-33). | 32 | Nos. | @ | 80 | P.No. | Rs. | 2560
8 | P/F brass batten holder (S.I.No. 232/P-33). | 26 | Nos. | @ | 70 | P.No. | Rs. | 1820
9 | P/F backlight ceiling rose with two terminals.(S.I.No. 228/P-33). | 106 | Nos. | @ | 72 | P.No. | Rs. | 7632
10 | P/F Circuit Breaker 6,10,15,20,30,40,50 & 63 Amp S.P on a prepared board as required. (S.I.No. 203/P-31). | 40 | Nos. | @ | 916 | P.No. | Rs. | 36640
11 | P/F Circuit Breaker 6,10,15,20,30,40,50 & 63 Amp D.P on a prepared board as required. (S.I.No. 204/P-31). | 28 | Nos. | @ | 2456 | P.No. | Rs. | 68768
12 | P/F Circuit Breaker 15,20,30,40,50 & 60 Amp T.P (XE-100CS- CB) on a prepared board as required. (S.I.No. 206/P-31). | 2 | Nos. | @ | 5521 | P.No. | Rs. | 11042
13 | P/F Volt Meter size 96/96 mm 500 volts as required as per instruction of E.I (S.I.No. 285/P-41) | 2 | Nos. | @ | 999 | P.No. | Rs. | 1998
14 | P/F Ammeter size 96/96 mm Direct 15A,30A,50A,60A, & 100A as required as per instruction of E.I (S.I.No. 284/P-41) | 1 | Nos. | @ | 1054 | P.No. | Rs. | 1054
16 | P/F type 3 pin 10/15 Amps S.P.Plug Socket (S.I.No.224/p-33). | 2 | Nos. | @ | 162 | P.No. | Rs. | 324
17 | Providing & laying (Mains or Sub-Mains) PVC insulated with PVC sheeted with single core copper conductor 300/500 volts 2-7/.052. (S.I.No. 56/P-7). | 300 | Meter. | @ | 335 | P.Met | Rs. | 100500
|  |  | Total Part "A" |  |  |  | Rs. | 546632
PART "B" NON SCHEDULE ITEMS (R/A).
1 | P/F Enegy sever superior quality i/c fixing on existing holder. | 57 | Nos. | @ | 407 | P.No. | Rs. | 23199
2 | P/F ceilling fan 56" complete in all respect as required (GFC Karachi made/pak orignal good quality. | 42 | Nos. | @ | 5262 | P.No. | Rs. | 221004
3 | P/F flush type ceiling fan dimmer imported quality as required. | 42 | Nos. | @ | 354.64 | P.No. | Rs. | 14894.88
4 | P/F Mild Steel Bar Fan Clamp 15.8mm 5/8" dia suitable for RCC Roof. | 42 | Nos. | @ | 236.94 | P.No. | Rs. | 9951.48
5 | P/F capsole light superior quality with plastic reflector i/c connection as required. | 13 | Nos. | @ | 609.84 | P.No. | Rs. | 7927.92
6 | P/F Mix metallic sheet 2,4,6,8 hole i/c frame and PVC board clip switch etc as required | 13 | Nos. | @ | 385 | P.No. | Rs. | 5005
7 | P/F Mix meteallic switch socket and bell push ets as required. | 2 | Nos. | @ | 181 | P.No. | Rs. | 362
8 | P/F A.C Power Plug complete with switch socket 3-pin etc as required. | 5 | Nos. | @ | 785.4 | Nos. | Rs. | 3927
9 | P/F (LED) Tube light 18 watt (Light Emitting Diode) classification with LED driver complete plastic covered and base etc complete. | 27 | Nos. | @ | 3500 | P.No. | Rs. | 94500
10 | P/F Panel Distribution Board Double Shutter to Accommodate circuit Breker i/c Painting. | 4.5 | Nos. | @ | 1950 | P.No. | Rs. | 8775
11 | S/F of pilot lamp (Neon sign) 200/240 volts fixing on a prepared i/c necessary connection as required. | 3 | Nos. | @ | 204 | P.No. | Rs. | 612
12 | S/F of pilot lamp (Neon sign) 200/240 volts fixing on a prepared i/c necessary connection as required. | 3 | Nos. | @ | 274.27 | P.No. | Rs. | 822.81
|  |  | Total Part "B" |  |  |  | Rs. | 390981.09
GENARAL ABSTRACT
| Cost of Schedule Items Part "A" | Rs.
| Cost of Non-Schedule Items Part "B" | Rs.
| Grand Total | Rs.
| Say | Rs.
CONTRACTOR
EXECUTIVE ENGINEER ELECTRICAL
EDUCATION WORKS DIVISION
HYDERABAD.

## PAKAGE-2
SCHEDULE-B
NAME OF WORK:- (Package#2) Rehabilitation / Expansion of High Priority 4560 Schools in Sindh (Non-ADP) (Electric Work) @ GBPS Phulji Station (Block B)
S.No. | DESCRIPTION OF ITEMS | Qty. |  |  | Rate | Unit |  | Amount
PART "A" SCHEDULE ITEMS
1 | Wiring for light or fan point with (3/.029) PVC insulated wire (3/4") PVC channal patti on surface as required (S.I.No. 129/P-15) | 109 | Points | @ | 910 | P/P | Rs. | 99190
2 | Wiring for Plug Point with (3/.029) PVC insulated wire in 20mm 3/4" PVC channal patti on surface as required. (S.I.No. 130/P-15). | 22 | Points | @ | 742 | P/P | Rs. | 16324
3 | Wiring for Call bell point with (3/.029) PVC insulated wire in 20mm 3/4" PVC channal patti on surface as required.(S.I.No. 130/P-15). | 2 | Points | @ | 1590 | P/P | Rs. | 3180
4 | Providing & Laying (Main or sub-mains) PVC insulated with size 2-7/0.29 copper conductor in 3/4" dia PVC condiut on surface. (S.I.No. 03/P-01). | 400 | Meter. | @ | 171 | P.Met | Rs. | 68400
5 | Providing & Laying (Main or sub-mains) PVC insulated with size 2-7/0.44 (6mm)2 copper conductor in 1"dia PVC condiut on surface. (S.I.No. 03/P-01). | 280 | Meter. | @ | 305 | P.Met | Rs. | 85400
6 | P/F AC one way S.P.5 Amps switch flush type.(S.I.No.219/P-33). | 109 | Nos. | @ | 54 | P.No. | Rs. | 5886
7 | P/F 2 pin 5 Amps S.P. plug, socket. (S.I.No. 222/P-33). | 22 | Nos. | @ | 80 | P.No. | Rs. | 1760
8 | P/F brass batten holder (S.I.No. 232/P-33). | 13 | Nos. | @ | 70 | P.No. | Rs. | 910
9 | P/F backlight ceiling rose with two terminals.(S.I.No. 228/P-33). | 63 | Nos. | @ | 72 | P.No. | Rs. | 4536
10 | P/F Circuit Breaker 6,10,15,20,30,40,50 & 63 Amp S.P on a prepared board as required. (S.I.No. 203/P-31). | 20 | Nos. | @ | 916 | P.No. | Rs. | 18320
11 | P/F Circuit Breaker 6,10,15,20,30,40,50 & 63 Amp D.P on a prepared board as required. (S.I.No. 204/P-31). | 2 | Nos. | @ | 2456 | P.No. | Rs. | 4912
12 | P/F Circuit Breaker 15,20,30,40,50 & 60 Amp T.P (XE-100CS- CB) on a prepared board as required. (S.I.No. 206/P-31). | 2 | Nos. | @ | 5521 | P.No. | Rs. | 11042
13 | P/F Volt Meter size 96/96 mm 500 volts as required as per instruction of E.I (S.I.No. 285/P-41) | 1 | Nos. | @ | 999 | P.No. | Rs. | 999
14 | P/F Ammeter size 96/96 mm Direct 15A,30A,50A,60A, & 100A as required as per instruction of E.I (S.I.No. 284/P-41) | 1 | Nos. | @ | 1054 | P.No. | Rs. | 1054
15 | Providing & laying (Mains or Sub-Mains) PVC insulated with PVC sheeted with single core copper conductor 300/500 volts 2-7/.064. (S.I.No. 58/P-7). | 400 | Meter. | @ | 605 | P.Met | Rs. | 242000
|  |  | Total Part "A" |  |  |  | Rs. | 563913
PART "B" NON SCHEDULE ITEMS (R/A).
1 | P/F Enegy sever superior quality i/c fixing on existing holder. | 60 | Nos. | @ | 407 | P.No. | Rs. | 24420
2 | P/F ceilling fan 56" complete in all respect as required (GFC Karachi made/pak orignal good quality. | 42 | Nos. | @ | 5262 | P.No. | Rs. | 221004
3 | P/F flush type ceiling fan dimmer imported quality as required. | 42 | Nos. | @ | 354.64 | P.No. | Rs. | 14894.88
4 | P/F Mild Steel Bar Fan Clamp 15.8mm 5/8" dia suitable for RCC Roof. | 42 | Nos. | @ | 236.94 | P.No. | Rs. | 9951.48
5 | P/F capsole light superior quality with plastic reflector i/c connection as required. | 6 | Nos. | @ | 609.84 | P.No. | Rs. | 3659.04
6 | P/F Mix metallic sheet 2,4,6,8 hole i/c frame and PVC board clip switch etc as required | 13 | Nos. | @ | 385 | P.No. | Rs. | 5005
7 | P/F Mix meteallic switch socket and bell push ets as required. | 2 | Nos. | @ | 181 | P.No. | Rs. | 362
8 | P/F A.C Power Plug complete with switch socket 3-pin etc as required. | 5 | Nos. | @ | 785.4 | Nos. | Rs. | 3927
9 | P/F (LED) Tube light 18 watt (Light Emitting Diode) classification with LED driver complete plastic covered and base etc complete. | 42 | Nos. | @ | 3500 | P.No. | Rs. | 147000
10 | P/F Panel Distribution Board Double Shutter to Accommodate circuit Breker i/c Painting. | 3 | Nos. | @ | 1950 | P.No. | Rs. | 5850
11 | S/F of pilot lamp (Neon sign) 200/240 volts fixing on a prepared i/c necessary connection as required. | 3 | Nos. | @ | 274.27 | P.No. | Rs. | 822.81
|  |  | Total Part "B" |  |  |  | Rs. | 436896.21
GENARAL ABSTRACT
| Cost of Schedule Items Part "A" | Rs.
| Cost of Non-Schedule Items Part "B" | Rs.
| Grand Total | Rs.
| Say | Rs.
CONTRACTOR
EXECUTIVE ENGINEER ELECTRICAL
EDUCATION WORKS DIVISION
HYDERABAD.

## PAKAGE-1
SCHEDULE-B
NAME OF WORK:- (Package#1) Rehabilitation / Expansion of High Priority 4560 Schools in Sindh (Non-ADP) (Electric Work) @ GBPS Phulji Station (Block A)
S.No. | DESCRIPTION OF ITEMS | Qty. |  |  | Rate | Unit |  | Amount
PART "A" SCHEDULE ITEMS
1 | Wiring for light or fan point with (3/.029) PVC insulated wire (3/4") PVC channal patti on surface as required (S.I.No. 129/P-15) | 109 | Points | @ | 910 | P/P | Rs. | 99190
2 | Wiring for Plug Point with (3/.029) PVC insulated wire in 20mm 3/4" PVC channal patti on surface as required. (S.I.No. 130/P-15). | 22 | Points | @ | 742 | P/P | Rs. | 16324
3 | Wiring for Call bell point with (3/.029) PVC insulated wire in 20mm 3/4" PVC channal patti on surface as required.(S.I.No. 130/P-15). | 2 | Points | @ | 1590 | P/P | Rs. | 3180
4 | Providing & Laying (Main or sub-mains) PVC insulated with size 2-7/0.29 copper conductor in 3/4" dia PVC condiut on surface. (S.I.No. 03/P-01). | 400 | Meter. | @ | 171 | P.Met | Rs. | 68400
5 | Providing & Laying (Main or sub-mains) PVC insulated with size 2-7/0.44 (6mm)2 copper conductor in 1"dia PVC condiut on surface. (S.I.No. 03/P-01). | 280 | Meter. | @ | 305 | P.Met | Rs. | 85400
6 | P/F AC one way S.P.5 Amps switch flush type.(S.I.No.219/P-33). | 109 | Nos. | @ | 54 | P.No. | Rs. | 5886
7 | P/F 2 pin 5 Amps S.P. plug, socket. (S.I.No. 222/P-33). | 22 | Nos. | @ | 80 | P.No. | Rs. | 1760
8 | P/F brass batten holder (S.I.No. 232/P-33). | 13 | Nos. | @ | 70 | P.No. | Rs. | 910
9 | P/F backlight ceiling rose with two terminals.(S.I.No. 228/P-33). | 63 | Nos. | @ | 72 | P.No. | Rs. | 4536
10 | P/F Circuit Breaker 6,10,15,20,30,40,50 & 63 Amp S.P on a prepared board as required. (S.I.No. 203/P-31). | 20 | Nos. | @ | 916 | P.No. | Rs. | 18320
11 | P/F Circuit Breaker 6,10,15,20,30,40,50 & 63 Amp D.P on a prepared board as required. (S.I.No. 204/P-31). | 2 | Nos. | @ | 2456 | P.No. | Rs. | 4912
12 | P/F Circuit Breaker 15,20,30,40,50 & 60 Amp T.P (XE-100CS- CB) on a prepared board as required. (S.I.No. 206/P-31). | 2 | Nos. | @ | 5521 | P.No. | Rs. | 11042
13 | P/F Volt Meter size 96/96 mm 500 volts as required as per instruction of E.I (S.I.No. 285/P-41) | 1 | Nos. | @ | 999 | P.No. | Rs. | 999
14 | P/F Ammeter size 96/96 mm Direct 15A,30A,50A,60A, & 100A as required as per instruction of E.I (S.I.No. 284/P-41) | 1 | Nos. | @ | 1054 | P.No. | Rs. | 1054
15 | Providing & laying (Mains or Sub-Mains) PVC insulated with PVC sheeted with single core copper conductor 300/500 volts 2-7/.064. (S.I.No. 58/P-7). | 400 | Meter. | @ | 605 | P.Met | Rs. | 242000
|  |  | Total Part "A" |  |  |  | Rs. | 563913
PART "B" NON SCHEDULE ITEMS (R/A).
1 | P/F Enegy sever superior quality i/c fixing on existing holder. | 60 | Nos. | @ | 407 | P.No. | Rs. | 24420
2 | P/F ceilling fan 56" complete in all respect as required (GFC Karachi made/pak orignal good quality. | 42 | Nos. | @ | 5262 | P.No. | Rs. | 221004
3 | P/F flush type ceiling fan dimmer imported quality as required. | 42 | Nos. | @ | 354.64 | P.No. | Rs. | 14894.88
4 | P/F Mild Steel Bar Fan Clamp 15.8mm 5/8" dia suitable for RCC Roof. | 42 | Nos. | @ | 236.94 | P.No. | Rs. | 9951.48
5 | P/F capsole light superior quality with plastic reflector i/c connection as required. | 6 | Nos. | @ | 609.84 | P.No. | Rs. | 3659.04
6 | P/F Mix metallic sheet 2,4,6,8 hole i/c frame and PVC board clip switch etc as required | 13 | Nos. | @ | 385 | P.No. | Rs. | 5005
7 | P/F Mix meteallic switch socket and bell push ets as required. | 2 | Nos. | @ | 181 | P.No. | Rs. | 362
8 | P/F A.C Power Plug complete with switch socket 3-pin etc as required. | 5 | Nos. | @ | 785.4 | Nos. | Rs. | 3927
9 | P/F (LED) Tube light 18 watt (Light Emitting Diode) classification with LED driver complete plastic covered and base etc complete. | 42 | Nos. | @ | 3500 | P.No. | Rs. | 147000
10 | P/F Panel Distribution Board Double Shutter to Accommodate circuit Breker i/c Painting. | 3 | Nos. | @ | 1950 | P.No. | Rs. | 5850
11 | S/F of pilot lamp (Neon sign) 200/240 volts fixing on a prepared i/c necessary connection as required. | 3 | Nos. | @ | 274.27 | P.No. | Rs. | 822.81
|  |  | Total Part "B" |  |  |  | Rs. | 436896.21
GENARAL ABSTRACT
| Cost of Schedule Items Part "A" | Rs.
| Cost of Non-Schedule Items Part "B" | Rs.
| Grand Total | Rs.
| Say | Rs.
CONTRACTOR
EXECUTIVE ENGINEER ELECTRICAL
EDUCATION WORKS DIVISION
HYDERABAD.